## Subsystem Asset Tags
Subsystem | Asset Tag | From - To
PS5-01-05 - Foam Skid | PS5-01-IE-0001A | FED FROM: PS5-61-IK-0001 (0.4kV Switchboard)
PS5-01-05 - Foam Skid | PS5-01-IE-0001B | FED FROM: PS5-61-IK-0001 (0.4kV Switchboard)
PS5-01-01 - Fire Water Jockey Pump A/B | PS5-01-IE-0002A | FED FROM: PS5-61-IK-0001 (0.4kV Switchboard)
PS5-01-01 - Fire Water Jockey Pump A/B | PS5-01-IE-0002B | FED FROM: PS5-61-IK-0001 (0.4kV Switchboard)
PS5-01-10 - Water Mist Package | PS5-01-IG-0001 | FED FROM: PS5-61-IK-0003 (0.4kV Switchboard)
PS5-0H-01 - HIPPS | PS5-01-LA-0001 | FED FROM: PS5-06-IG- 0001A (AC UPS Distribution Board (A) Dual supply loads - 230VAC, 50Hz, 320A, 25KA/1s) ¦ FED FROM: PS5-06-IG- 0001B (AC UPS Distribution Board (B) Dual supply loads - 230VAC, 50Hz, 320A, 25KA/1s) ¦ FED FROM: PS5-61-IG-0008 (Normal Auxiliary Distribution Panel - 3Ph 400 Inc, 1Ph 230VAC Outgoings, 160A, 50KA/1s)
PS5-01-11 - Inergen for Power Gen Building | PS5-01-LB-0004 | FED FROM: PS5-06-IG- 0004A (AC UPS DB - Generator Electrical Bldng) ¦ FED FROM: PS5-06-IG- 0004B (AC UPS DB - Generator Electrical Bldng) ¦ FED FROM: PS5-61-IG-0016 (Generator Electrical Building Normal L&SP Distribution Board PS-5)
PS5-03-14 - FZ-14 - Power Generation Building - Switchgear Room | PS5-03-SEA- 0003 | FED FROM: PS5-06-IG- 0004A (AC UPS DB - Generator Electrical Bldng)
PS5-08-13 - Safety Data Network (SII SP3 SAF) | PS5-04-PMC-0006 | FED FROM: PS5-08-13CB-1201 (SII SP3 SAF CABINET)
PS5-05-02 - Emergency Diesel Generator Package (UCP) | PS5-05-IE-8100 | FED FROM: PS5-61-IK-0003 (0.4kV Switchboard) ¦ FED FROM: PS5-61-IK-0003 (0.4kV Switchboard) ¦ FED FROM: PS5-61-IK-0003 (0.4kV Switchboard) ¦ FED FROM: PS5-61-IK-0003 (0.4kV Switchboard) ¦ FED FROM: PS5-61-IK-0003 (0.4kV Switchboard) ¦ FED FROM: PS5-61-IK-0003 (0.4kV Switchboard) ¦ FED FROM: PS5-61-IK-0003 (0.4kV Switchboard) ¦ FED FROM: PS5-61-IK-0003 (0.4kV Switchboard) ¦ FED FROM: PS5-61-IK-0003 (0.4kV Switchboard) ¦ FED FROM: PS5-61-IE-0002 (ECS 2 Panelboard) ¦ FED FROM: PS5-61-IK-0003 (0.4kV Switchboard) ¦ FED FROM: PS5-61-IK-0003 (0.4kV Switchboard) ¦ FED FROM: PS5-61-IK-0003 (0.4kV Switchboard) ¦ FED FROM: PS5-61-IK-0003 (0.4kV Switchboard) ¦ FED FROM: PS5-61-IK-0003 (0.4kV Switchboard) ¦ FED FROM: PS5-61-IK-0003 (0.4kV Switchboard) ¦ FED FROM: PS5-61-IK-0003 (0.4kV Switchboard) ¦ FED FROM: PS5-61-IK-0003 (0.4kV Switchboard) ¦ FED FROM: PS5-61-IK-0003 (0.4kV Switchboard) ¦ FED FROM: PS5-61-IK-0003 (0.4kV Switchboard) ¦ FED FROM: PS5-61-IK-0003 (0.4kV Switchboard) ¦ FED FROM: PS5-61-IK-0003 (0.4kV Switchboard) ¦ FED FROM: PS5-61-IE-0002 (ECS 2 Panelboard) ¦ FED FROM: PS5-61-IE-0002 (ECS 2 Panelboard) ¦ FED FROM: PS5-60-IE-0004 (Master Control Panel) ¦ FED FROM: PS5-06-IG- 0004A (AC UPS DB - Generator Electrical Bldng) ¦ FED FROM: PS5-06-IG- 0004B (AC UPS DB - Generator Electrical Bldng)
PS5-09-02 - HVAC for Guard House | PS5-05-IG-0007 | SUPPLIES: PS5-06-GU-0005 (AC UPS - Guard House) ¦ SUPPLIES: PS5-09-LB-7001 (HVAC UCP - Guard House)
| PS5-05-IG-0009 | FED FROM: PS5-61-IK-0003 (0.4kV Switchboard) ¦ FED FROM: PS5-06-IG- 0004B (AC UPS DB - Generator Electrical Bldng)
PS5-62-06 - CRO Generator Building Emergency Lighting DB - PS5-05-IG-0025 | PS5-05-IG-0025 | FED FROM: PS5-61-IE-0003 (ECS 3 Panelboard) ¦ FED FROM: PS5-61-IK-0003 (0.4kV Switchboard)
PS5-62-07 - CRO Generator Electrical Building Emergency Lighting DB - PS5-05-IG-0026 | PS5-05-IG-0026 | FED FROM: PS5-61-IE-0003 (ECS 3 Panelboard) ¦ FED FROM: PS5-61-IK-0003 (0.4kV Switchboard)
PS5-06-02 - AC UPS - Power Generator Building | PS5-06-GB-0003 | FED FROM: PS5-06-GU- 0003A (AC UPS A - Generator Electrical Building) ¦ FED FROM: PS5-06-GU- 0003A (AC UPS A - Generator Electrical Building) ¦ FED FROM: PS5-06-GU- 0003A (AC UPS A - Generator Electrical Building) ¦ FED FROM: PS5-06-GU- 0003A (AC UPS A - Generator Electrical Building) ¦ FED FROM: PS5-06-GU- 0003A (AC UPS A - Generator Electrical Building) ¦ FED FROM: PS5-06-GU- 0003A (AC UPS A - Generator Electrical Building) ¦ FED FROM: PS5-06-GU- 0003A (AC UPS A - Generator Electrical Building) ¦ SUPPLIES: PS5-06-GU- 0003A (AC UPS A - Generator Electrical Building)
PS5-06-02 - AC UPS - Power Generator Building | PS5-06-GU- 0003A | FED FROM: PS5-61-IE-0002 (ECS 2 Panelboard) ¦ FED FROM: PS5-06-GB-0003 (SMC Battery cubicle) ¦ FED FROM: PS5-61-IK-0003 (0.4kV Switchboard) ¦ SUPPLIES: PS5-06-GB-0003 (SMC Battery cubicle) ¦ SUPPLIES: PS5-06-GB-0003 (SMC Battery cubicle) ¦ SUPPLIES: PS5-06-GB-0003 (SMC Battery cubicle) ¦ SUPPLIES: PS5-06-GB-0003 (SMC Battery cubicle) ¦ SUPPLIES: PS5-06-GB-0003 (SMC Battery cubicle) ¦ SUPPLIES: PS5-06-GB-0003 (SMC Battery cubicle) ¦ SUPPLIES: PS5-06-GB-0003 (SMC Battery cubicle) ¦ SUPPLIES: PS5-06-IG- 0004A (AC UPS DB - Generator Electrical Bldng) ¦ SUPPLIES: PS5-06-IG- 0004A (AC UPS DB - Generator Electrical Bldng) ¦ SUPPLIES: PS5-06-IG- 0004A (AC UPS DB - Generator Electrical Bldng) ¦ SUPPLIES: PS5-06-IG- 0004A (AC UPS DB - Generator Electrical Bldng) ¦ SUPPLIES: PS5-06-IG- 0004A (AC UPS DB - Generator Electrical Bldng)
PS5-06-02 - AC UPS - Power Generator Building | PS5-06-GU- 0003B | FED FROM: PS5-61-IE-0002 (ECS 2 Panelboard) ¦ FED FROM: PS5-61-IK-0003 (0.4kV Switchboard) ¦ SUPPLIES: PS5-06-IG- 0004B (AC UPS DB - Generator Electrical Bldng) ¦ SUPPLIES: PS5-06-IG- 0004B (AC UPS DB - Generator Electrical Bldng) ¦ SUPPLIES: PS5-06-IG- 0004B (AC UPS DB - Generator Electrical Bldng) ¦ SUPPLIES: PS5-06-IG- 0004B (AC UPS DB - Generator Electrical Bldng) ¦ SUPPLIES: PS5-06-IG- 0004B (AC UPS DB - Generator Electrical Bldng)
PS5-06-02 - AC UPS - Power Generator Building | PS5-06-GU- 0003C | FED FROM: PS5-61-IK-0003 (0.4kV Switchboard)
| PS5-06-GU-0005 | FED FROM: PS5-05-IG-0007 (Indoor Emergency L&SP DB - Guard House)
PS5-0H-01 - HIPPS | PS5-06-IG- 0001A | SUPPLIES: PS5-01-LA-0001 (HIPPS (OPPS) CABINET) ¦ SUPPLIES: PS5-25-IE-0001 (VTMS Cabinet for Export Pump cabinet) ¦ SUPPLIES: PS5-26-LA-0001 (UCP for PS5 Crude Fuel Oil Consumption Meter for Power Gen Package) ¦ SUPPLIES: PS5-53-IN-0001 (Water Treatment Package MCC) ¦ SUPPLIES: PS5-61-IDH- 3100A (Variable Speed Drive - Export Pump)
PS5-0H-01 - HIPPS | PS5-06-IG- 0001B | SUPPLIES: PS5-01-LA-0001 (HIPPS (OPPS) CABINET) ¦ SUPPLIES: PS5-25-IE-0001 (VTMS Cabinet for Export Pump cabinet) ¦ SUPPLIES: PS5-26-LA-0001 (UCP for PS5 Crude Fuel Oil Consumption Meter for Power Gen Package) ¦ SUPPLIES: PS5-53-IN-0001 (Water Treatment Package MCC) ¦ SUPPLIES: PS5-61-IDH- 3100B (Variable Speed Drive - Export Pump) ¦ SUPPLIES: PS5-61-IDH- 3100C (Variable Speed Drive - Export Pump)
PS5-06-02 - AC UPS - Power Generator Building | PS5-06-IG- 0004A | FED FROM: PS5-61-IE-0002 (ECS 2 Panelboard) ¦ FED FROM: PS5-06-GU- 0003A (AC UPS A - Generator Electrical Building) ¦ FED FROM: PS5-06-GU- 0003A (AC UPS A - Generator Electrical Building) ¦ FED FROM: PS5-06-GU- 0003A (AC UPS A - Generator Electrical Building) ¦ FED FROM: PS5-06-GU- 0003A (AC UPS A - Generator Electrical Building) ¦ FED FROM: PS5-06-GU- 0003A (AC UPS A - Generator Electrical Building) ¦ SUPPLIES: PS5-01-LB-0004 (Gaseous package system skid - control panel) ¦ SUPPLIES: PS5-03-SEA- 0003 (LFAP Panel - Power Generator building) ¦ SUPPLIES: PS5-05-IE-8100 (Unit Control Panel) ¦ SUPPLIES: PS5-08-11CB- 1901 (TELECOM SIE Cabinet) ¦ SUPPLIES: PS5-09-LB-0008 (HVAC UCP) ¦ SUPPLIES: PS5-60-BE-0001 (Compressed air skid Battery Charger - JB) ¦ SUPPLIES: PS5-60-BE-0002 (Compressed air Instru. skid Battery Charger - JB) ¦ SUPPLIES: PS5-60-IE-0002A (Local Display Panel (LDP) for Generator Set A) ¦ SUPPLIES: PS5-60-IE-0002B (Local Display Panel (LDP) for Generator Set B) ¦ SUPPLIES: PS5-60-IE-0002C (Local Display Panel (LDP) for Generator Set C) ¦ SUPPLIES: PS5-60-IE- 0002D (Local Display Panel (LDP) for Generator Set D) ¦ SUPPLIES: PS5-60-IE-0002E (Local Display Panel (LDP) for Generator Set E) ¦ SUPPLIES: PS5-60-IE-0002F (Local Display Panel (LDP) for Generator Set F) ¦ SUPPLIES: PS5-60-IE- 0002G (Local Display Panel (LDP) for Generator Set G) ¦ SUPPLIES: PS5-60-IE-0003A (Generator control panel for generator set-1 (A)) ¦ SUPPLIES: PS5-60-IE-0003B (Generator control panel for generator set-2 (B)) ¦ SUPPLIES: PS5-60-IE-0003C (Generator control panel for generator set-3 (C)) ¦ SUPPLIES: PS5-60-IE- 0003D (Generator control panel for generator set- 4 (D)) ¦ SUPPLIES: PS5-60-IE-0003E (Generator control panel for generator set- 5 (E)) ¦ SUPPLIES: PS5-60-IE-0003F (Generator control panel for generator set- 6 (F)) ¦ SUPPLIES: PS5-60-IE- 0003G (Generator control panel for GENERATOR SET- 7 (G)) ¦ SUPPLIES: PS5-60-IE-0004 (Master Control Panel) ¦ SUPPLIES: PS5-60-IH- 0001A (GENERATOR A AUXILIARY MCC - Generator Elect. Building) ¦ SUPPLIES: PS5-60-IH- 0001B (GENERATOR B AUXILIARY MCC - Generator Elect.Building) ¦ SUPPLIES: PS5-60-IH- 0001C (GENERATOR C AUXILIARY MCC - Generator Elect. Building) ¦ SUPPLIES: PS5-60-IH- 0001D (GENERATOR D AUXILIARY MCC - Generator Elect. Building) ¦ SUPPLIES: PS5-60-IH- 0001E (GENERATOR E AUXILIARYMCC - Generator Elect.Building) ¦ SUPPLIES: PS5-60-IH-0001F (GENERATOR F AUXILIARY MCC - Generator Elect. Building) ¦ SUPPLIES: PS5-60-IH- 0001G (GENERATOR G AUXILIARY MCC - Generator Electrical Building) ¦ SUPPLIES: PS5-60-IH-0002 (GENERATOR COMMON MCC - Generator Elect. Building) ¦ SUPPLIES: PS5-60-IN- 0002A (Fuel Conditioning Unit Control Panel - Generator Set-1 (A)) ¦ SUPPLIES: PS5-60-IN- 0002B (Fuel Conditioning Unit Control Panel - Generator Set-2 (B)) ¦ SUPPLIES: PS5-60-IN- 0002C (Fuel Conditioning Unit Control Panel - Generator Set-3 (C)) ¦ SUPPLIES: PS5-60-IN- 0002D (Fuel Conditioning Unit Control Panel - Generator Set-4 (D)) ¦ SUPPLIES: PS5-60-IN- 0002E (Fuel Conditioning Unit Control Panel - Generator Set-5 (E)) ¦ SUPPLIES: PS5-60-IN- 0002F (Fuel Conditioning Unit Control Panel - Generator Set-6 (F)) ¦ SUPPLIES: PS5-60-IN- 0002G (Fuel Conditioning Unit Control Panel - Generator Set-7 (G)) ¦ SUPPLIES: PS5-60-IWK- 0001A (OWS) ¦ SUPPLIES: PS5-60-IWK- 0001B (OWS) ¦ SUPPLIES: PS5-60-IWK- 0001C (EWS) ¦ SUPPLIES: PS5-60-LA- 0002A (VTMS 1) ¦ SUPPLIES: PS5-60-LA- 0002B (VTMS 2) ¦ SUPPLIES: PS5-60-LA- 0002C (VTMS 3) ¦ SUPPLIES: PS5-60-LA-0003 (RAP) ¦ SUPPLIES: PS5-60-SEA- 0001 (FGS Panel) ¦ SUPPLIES: PS5-61-IK-0003 (0.4kV Switchboard) ¦ SUPPLIES: PS5-61-IK-0006 (0.4kV Switchboard) ¦ SUPPLIES: PS5-71-IN-0001 (DFO- SEPARATOR CONTROL PANEL) ¦ SUPPLIES: PS5-71-IN-0002 (CRO-PRE PRESSURECONTROL PANEL) ¦ SUPPLIES: PS5-71-IN-0003 (DFO- PRE PRESSURE CONTROL PANEL) ¦ SUPPLIES: PS5-71-IN- 0004A (CRO- SEPARATOR CONTROL PANEL-1) ¦ SUPPLIES: PS5-71-IN- 0004B (CRO- SEPARATOR CONTROL PANEL-2) ¦ SUPPLIES: PS5-74-LB-5101 (Nitrogen Generation Skid - Unit Control Panel)
PS5-06-02 - AC UPS - Power Generator Building | PS5-06-IG- 0004B | FED FROM: PS5-61-IE-0002 (ECS 2 Panelboard) ¦ FED FROM: PS5-06-GU- 0003B (AC UPS B - Generator Electrical Building) ¦ FED FROM: PS5-06-GU- 0003B (AC UPS B - Generator Electrical Building) ¦ FED FROM: PS5-06-GU- 0003B (AC UPS B - Generator Electrical Building) ¦ FED FROM: PS5-06-GU- 0003B (AC UPS B - Generator Electrical Building) ¦ FED FROM: PS5-06-GU- 0003B (AC UPS B - Generator Electrical Building) ¦ SUPPLIES: PS5-01-LB-0004 (Gaseous package system skid - control panel) ¦ SUPPLIES: PS5-05-IE-8100 (Unit Control Panel) ¦ SUPPLIES: PS5-05-IG-0009 (EDG - Power Distribution Panel) ¦ SUPPLIES: PS5-08-11CB- 1901 (TELECOM SIE Cabinet) ¦ SUPPLIES: PS5-09-LB-0008 (HVAC UCP) ¦ SUPPLIES: PS5-60-BE-0001 (Compressed air skid Battery Charger - JB) ¦ SUPPLIES: PS5-60-BE-0002 (Compressed air Instru. skid Battery Charger - JB) ¦ SUPPLIES: PS5-60-IE-0002A (Local Display Panel (LDP) for Generator Set A) ¦ SUPPLIES: PS5-60-IE-0002B (Local Display Panel (LDP) for Generator Set B) ¦ SUPPLIES: PS5-60-IE-0002C (Local Display Panel (LDP) for Generator Set C) ¦ SUPPLIES: PS5-60-IE- 0002D (Local Display Panel (LDP) for Generator Set D) ¦ SUPPLIES: PS5-60-IE-0002E (Local Display Panel (LDP) for Generator Set E) ¦ SUPPLIES: PS5-60-IE-0002F (Local Display Panel (LDP) for Generator Set F) ¦ SUPPLIES: PS5-60-IE- 0002G (Local Display Panel (LDP) for Generator Set G) ¦ SUPPLIES: PS5-60-IE-0003A (Generator control panel for generator set-1 (A)) ¦ SUPPLIES: PS5-60-IE-0003B (Generator control panel for generator set-2 (B)) ¦ SUPPLIES: PS5-60-IE-0003C (Generator control panel for generator set-3 (C)) ¦ SUPPLIES: PS5-60-IE- 0003D (Generator control panel for generator set- 4 (D)) ¦ SUPPLIES: PS5-60-IE-0003E (Generator control panel for generator set- 5 (E)) ¦ SUPPLIES: PS5-60-IE-0003F (Generator control panel for generator set- 6 (F)) ¦ SUPPLIES: PS5-60-IE- 0003G (Generator control panel for GENERATOR SET- 7 (G)) ¦ SUPPLIES: PS5-60-IE-0004 (Master Control Panel) ¦ SUPPLIES: PS5-60-IH- 0001A (GENERATOR A AUXILIARY MCC - Generator Elect. Building) ¦ SUPPLIES: PS5-60-IH- 0001B (GENERATOR B AUXILIARY MCC - Generator Elect.Building) ¦ SUPPLIES: PS5-60-IH- 0001C (GENERATOR C AUXILIARY MCC - Generator Elect. Building) ¦ SUPPLIES: PS5-60-IH- 0001D (GENERATOR D AUXILIARY MCC - Generator Elect. Building) ¦ SUPPLIES: PS5-60-IH- 0001E (GENERATOR E AUXILIARYMCC - Generator Elect.Building) ¦ SUPPLIES: PS5-60-IH-0001F (GENERATOR F AUXILIARY MCC - Generator Elect. Building) ¦ SUPPLIES: PS5-60-IH- 0001G (GENERATOR G AUXILIARY MCC - Generator Electrical Building) ¦ SUPPLIES: PS5-60-IH-0002 (GENERATOR COMMON MCC - Generator Elect. Building) ¦ SUPPLIES: PS5-60-IN- 0002A (Fuel Conditioning Unit Control Panel - Generator Set-1 (A)) ¦ SUPPLIES: PS5-60-IN- 0002B (Fuel Conditioning Unit Control Panel - Generator Set-2 (B)) ¦ SUPPLIES: PS5-60-IN- 0002C (Fuel Conditioning Unit Control Panel - Generator Set-3 (C)) ¦ SUPPLIES: PS5-60-IN- 0002D (Fuel Conditioning Unit Control Panel - Generator Set-4 (D)) ¦ SUPPLIES: PS5-60-IN- 0002E (Fuel Conditioning Unit Control Panel - Generator Set-5 (E)) ¦ SUPPLIES: PS5-60-IN- 0002F (Fuel Conditioning Unit Control Panel - Generator Set-6 (F)) ¦ SUPPLIES: PS5-60-IN- 0002G (Fuel Conditioning Unit Control Panel - Generator Set-7 (G)) ¦ SUPPLIES: PS5-60-IWK- 0001A (OWS) ¦ SUPPLIES: PS5-60-IWK- 0001B (OWS) ¦ SUPPLIES: PS5-60-IWK- 0001C (EWS) ¦ SUPPLIES: PS5-60-LA- 0002A (VTMS 1) ¦ SUPPLIES: PS5-60-LA- 0002B (VTMS 2) ¦ SUPPLIES: PS5-60-LA- 0002C (VTMS 3) ¦ SUPPLIES: PS5-60-LA-0003 (RAP) ¦ SUPPLIES: PS5-60-SEA- 0001 (FGS Panel) ¦ SUPPLIES: PS5-61-IK-0003 (0.4kV Switchboard) ¦ SUPPLIES: PS5-61-IK-0006 (0.4kV Switchboard) ¦ SUPPLIES: PS5-71-IN-0001 (DFO- SEPARATOR CONTROL PANEL) ¦ SUPPLIES: PS5-71-IN-0002 (CRO-PRE PRESSURECONTROL PANEL) ¦ SUPPLIES: PS5-71-IN-0003 (DFO- PRE PRESSURE CONTROL PANEL) ¦ SUPPLIES: PS5-71-IN- 0004A (CRO- SEPARATOR CONTROL PANEL-1) ¦ SUPPLIES: PS5-71-IN- 0004B (CRO- SEPARATOR CONTROL PANEL-2) ¦ SUPPLIES: PS5-74-LB-5101 (Nitrogen Generation Skid - Unit Control Panel)
PS5-01-02 - Fire Water Pump A | PS5-06-IG-0002 | SUPPLIES: PS5-01-FIT- 0003A (Electromagnetic Flow Ind Transmitter) ¦ SUPPLIES: PS5-01-FIT- 0003B (Electromagnetic Flow Ind Transmitter) ¦ SUPPLIES: PS5-01-FIT- 0004A (Electromagnetic Flow Ind Transmitter) ¦ SUPPLIES: PS5-01-FIT- 0004B (Electromagnetic Flow Ind Transmitter) ¦ SUPPLIES: PS5-03-GDLHP- 0137 (Liquid Hydrocarbon Detector) ¦ SUPPLIES: PS5-03-GDLHP- 0142 (Liquid Hydrocarbon Detector) ¦ SUPPLIES: PS5-03-GDLHP- 0143 (Liquid Hydrocarbon Detector) ¦ SUPPLIES: PS5-03-GDLHP- 0144 (Liquid Hydrocarbon Detector) ¦ SUPPLIES: PS5-03-GDLHP- 0146 (Liquid Hydrocarbon Detector) ¦ SUPPLIES: PS5-03-GDLHP- 0147 (Liquid Hydrocarbon Detector) ¦ SUPPLIES: PS5-03-GDLHP- 0149 (Liquid Hydrocarbon Detector) ¦ SUPPLIES: PS5-03-GDLHP- 0150 (Liquid Hydrocarbon Detector) ¦ SUPPLIES: PS5-03-GDLHP- 0401 (Liquid Hydrocarbon Detector) ¦ SUPPLIES: PS5-25-FIT-0001 (Ultrasonic Flow Ind Transmitter) ¦ SUPPLIES: PS5-25-FIT- 0003A (Ultrasonic Flow Ind Transmitter) ¦ SUPPLIES: PS5-25-FIT- 0003B (Ultrasonic Flow Ind Transmitter) ¦ SUPPLIES: PS5-25-FIT- 0003C (Ultrasonic Flow Ind Transmitter) ¦ SUPPLIES: PS5-25-FIT-0004 (Ultrasonic Flow Ind Transmitter) ¦ SUPPLIES: PS5-71-FIT- 0011A (Coriolis Flow Ind Transmitter) ¦ SUPPLIES: PS5-71-FIT- 0011B (Coriolis Flow Ind Transmitter)
PS5-03-22 - FZ-G1 - Guard House | PS5-06-IG-0006 | SUPPLIES: PS5-03-SEA- 0002 (LFAP - Guard House) ¦ SUPPLIES: PS5-08-11CB- 1501 (TELECOM SIE Cabinet)
PS5-08-01 - PAGA | PS5-08-01MP-0001 | FED FROM: PS5-08-01BT-1901 (PAGA JUNCTION BOX) ¦ FED FROM: PS5-08-01LS-0110 (PAGA LOUDSPEAKER) ¦ FED FROM: PS5-08-13CB-1001 (SII SP3 SAF CABINET) ¦ FED FROM: PS5-08-13CB-1001 (SII SP3 SAF CABINET) ¦ FED FROM: PS5-08-13CB-1001 (SII SP3 SAF CABINET) ¦ FED FROM: PS5-08-13CB-1001 (SII SP3 SAF CABINET) ¦ SUPPLIES: PS5-08-01BT-1201 (PAGA JUNCTION BOX) ¦ SUPPLIES: PS5-08-01BT-1201 (PAGA JUNCTION BOX) ¦ SUPPLIES: PS5-08-01BT-1202 (PAGA JUNCTION BOX) ¦ SUPPLIES: PS5-08-01BT-1202 (PAGA JUNCTION BOX) ¦ SUPPLIES: PS5-08-01BT-1203 (PAGA JUNCTION BOX) ¦ SUPPLIES: PS5-08-01BT-1203 (PAGA JUNCTION BOX) ¦ SUPPLIES: PS5-08-01BT-1503 (PAGA JUNCTION BOX) ¦ SUPPLIES: PS5-08-01BT-1503 (PAGA JUNCTION BOX) ¦ SUPPLIES: PS5-08-01BT-1601 (PAGA JUNCTION BOX) ¦ SUPPLIES: PS5-08-01BT-1602 (PAGA JUNCTION BOX) ¦ SUPPLIES: PS5-08-01BT-1902 (PAGA JUNCTION BOX) ¦ SUPPLIES: PS5-08-01BT-1903 (PAGA JUNCTION BOX) ¦ SUPPLIES: PS5-08-01BT-1904 (PAGA JUNCTION BOX) ¦ SUPPLIES: PS5-08-01LS-0101 (PAGA LOUDSPEAKER) ¦ SUPPLIES: PS5-08-01LS-0201 (PAGA LOUDSPEAKER) ¦ SUPPLIES: PS5-08-01LS-0211 (PAGA LOUDSPEAKER) ¦ SUPPLIES: PS5-08-01LS-0301 (PAGA LOUDSPEAKER (EX)) ¦ SUPPLIES: PS5-08-01LS-0310 (PAGA LOUDSPEAKER) ¦ SUPPLIES: PS5-08-01LS-0318 (PAGA LOUDSPEAKER) ¦ SUPPLIES: PS5-08-01LS-0401 (PAGA LOUDSPEAKER (EX)) ¦ SUPPLIES: PS5-08-01LS-0411 (PAGA LOUDSPEAKER) ¦ SUPPLIES: PS5-08-01LS-0418 (PAGA LOUDSPEAKER) ¦ SUPPLIES: PS5-08-01OC-0001 (OVERRIDE CONTROL UNIT) ¦ SUPPLIES: PS5-08-01OC-0001 (OVERRIDE CONTROL UNIT) ¦ SUPPLIES: PS5-08-01OC-0001 (OVERRIDE CONTROL UNIT) ¦ SUPPLIES: PS5-08-01OC-0001 (OVERRIDE CONTROL UNIT) ¦ SUPPLIES: PS5-08-01OC-0002 (OVERRIDE CONTROL UNIT) ¦ SUPPLIES: PS5-08-01OC-0002 (OVERRIDE CONTROL UNIT) ¦ SUPPLIES: PS5-08-01OC-0002 (OVERRIDE CONTROL UNIT) ¦ SUPPLIES: PS5-08-01OC-0002 (OVERRIDE CONTROL UNIT)
PS5-08-03 - Telephone | PS5-08-11CB- 1001 | SUPPLIES: PS5-08-03FB- 0001 (TELEPHONE WITH BEACON/SOUNDER) ¦ SUPPLIES: PS5-08-03FB- 0002 (TELEPHONE WITH BEACON/SOUNDER) ¦ SUPPLIES: PS5-08-03FB- 0101 (TELEPHONE WITH BEACON/SOUNDER) ¦ SUPPLIES: PS5-08-03FB- 0103 (TELEPHONE WITH BEACON/SOUNDER) ¦ SUPPLIES: PS5-08-12BT- 0104 (WAP JUNCTION BOX-4) ¦ SUPPLIES: PS5-08-12BT- 0105 (WAP JUNCTION BOX-5) ¦ SUPPLIES: PS5-08-12BT- 0106 (WAP JUNCTION BOX-6)
PS5-08-03 - Telephone | PS5-08-11CB- 1201 | SUPPLIES: PS5-08-03FB- 0003 (TELEPHONE WITH BEACON/SOUNDER) ¦ SUPPLIES: PS5-08-12BT- 0001 (WAP JUNCTION BOX-1) ¦ SUPPLIES: PS5-08-15CP- 0003 (Control Panel-3) ¦ SUPPLIES: PS5-08-15CP- 0004 (Control Panel-4) ¦ SUPPLIES: PS5-08-52BT- 0931 (JUNCTION BOX PTZ CAMERA-2) ¦ SUPPLIES: PS5-08-85CP- 1201 (CONTROL PANEL POB-1) ¦ SUPPLIES: PS5-08-85CP- 1202 (CONTROL PANEL POB-2)
PS5-08-11 - Corporate LAN (SIE) | PS5-08-11CB- 1501 | FED FROM: PS5-06-IG-0006 (AC UPS DB - Guard House) ¦ SUPPLIES: PS5-08-85CP- 1501 (ACS CONTROLLER ENCLOSURE)
PS5-08-85 - Access Control, POB & e-Mustering | PS5-08-11CB- 1601 | SUPPLIES: PS5-08-85CP- 1601 (ACS CONTROLLER ENCLOSURE) ¦ SUPPLIES: PS5-82-MTL- 0001 (Turnstile) ¦ SUPPLIES: PS5-82-MBA- 0001 (Vehicle Barrier) ¦ SUPPLIES: PS5-82-MBA- 0002 (Vehicle Barrier) ¦ SUPPLIES: PS5-82-MBA- 0003 (Vehicle Barrier)
PS5-08-11 - Corporate LAN (SIE) | PS5-08-11CB- 1901 | FED FROM: PS5-06-IG- 0004A (AC UPS DB - Generator Electrical Bldng) ¦ FED FROM: PS5-06-IG- 0004B (AC UPS DB - Generator Electrical Bldng) ¦ FED FROM: PS5-61-IG-0016 (Generator Electrical Building Normal L&SP Distribution Board PS-5) ¦ SUPPLIES: PS5-08-03FB- 0004 (TELEPHONE WITH BEACON/SOUNDER) ¦ SUPPLIES: PS5-08-03FB- 0102 (TELEPHONE WITH BEACON /SOUNDER) ¦ SUPPLIES: PS5-08-03FB- 1903 (TELEPHONE WITH BEACON/SOUNDER) ¦ SUPPLIES: PS5-08-03FB- 1904 (TELEPHONE WITH BEACON/SOUNDER) ¦ SUPPLIES: PS5-08-12BT- 0107 (WAP JUNCTION BOX-7) ¦ SUPPLIES: PS5-08-12BT- 0108 (WAP JUNCTION BOX-8) ¦ SUPPLIES: PS5-08-12BT- 0109 (WAP JUNCTION BOX-9) ¦ SUPPLIES: PS5-08-12BT- 1903 (WAP JUNCTION BOX-11) ¦ SUPPLIES: PS5-08-12BT- 1904 (WAP JUNCTION BOX-13) ¦ SUPPLIES: PS5-08-15CP- 0001 (Control Panel-1) ¦ SUPPLIES: PS5-08-15CP- 0007 (Control Panel-7) ¦ SUPPLIES: PS5-08-15CP- 0008 (Control Panel-8) ¦ SUPPLIES: PS5-08-52BT- 0134 (JUNCTION BOX PTZ CAMERA-8) ¦ SUPPLIES: PS5-08-52BT- 0135 (JUNCTION BOX PTZ CAMERA-9) ¦ SUPPLIES: PS5-08-52BT- 0136 (JUNCTION BOX PTZ CAMERA-10) ¦ SUPPLIES: PS5-08-52BT- 0137 (JUNCTION BOX PTZ CAMERA-11) ¦ SUPPLIES: PS5-08-52BT- 0140 (JUNCTION BOX PTZ CAMERA-14) ¦ SUPPLIES: PS5-08-85CP- 1901 (ACS CONTROLLER ENCLOSURE)
PS5-08-11 - Corporate LAN (SIE) | PS5-08-11CB-1001 | FED FROM: PS5-08-11CB-1201 (SIE CABINET) ¦ FED FROM: PS5-08-11CB-1501 (SIE CABINET) ¦ FED FROM: PS5-08-11CB-1601 (SIE CABINET) ¦ FED FROM: PS5-08-11CB-1901 (SIE CABINET) ¦ SUPPLIES: PS5-08-03TP-0001 (OUTDOOR TELEPHONE) ¦ SUPPLIES: PS5-08-03TP-0002 (OUTDOOR TELEPHONE) ¦ SUPPLIES: PS5-08-03TP-0003 (OUTDOOR TELEPHONE) ¦ SUPPLIES: PS5-08-03TP-0101 (OUTDOOR TELEPHONE) ¦ SUPPLIES: PS5-08-03TP-0103 (OUTDOOR TELEPHONE) ¦ SUPPLIES: PS5-08-12BT-0104 (WAP JUNCTION BOX) ¦ SUPPLIES: PS5-08-12BT-0105 (WAP JUNCTION BOX) ¦ SUPPLIES: PS5-08-12BT-0106 (WAP JUNCTION BOX) ¦ SUPPLIES: PS5-08-12BT-0109 (WAP JUNCTION BOX)
PS5-08-01 - PAGA | PS5-08-11CB-1201 | SUPPLIES: PS5-08-01BT-1201 (PAGA JUNCTION BOX) ¦ SUPPLIES: PS5-08-01BT-1202 (PAGA JUNCTION BOX) ¦ SUPPLIES: PS5-08-01BT-1203 (PAGA JUNCTION BOX) ¦ SUPPLIES: PS5-08-01BT-1203 (PAGA JUNCTION BOX) ¦ SUPPLIES: PS5-08-01PA-1201 (PAGA ACCESS UNIT) ¦ SUPPLIES: PS5-08-11CB-1001 (SIE CABINET) ¦ SUPPLIES: PS5-08-12BT-0003 (WAP JUNCTION BOX) ¦ SUPPLIES: PS5-08-13CB-1201 (SP3 SAF CABINET) ¦ SUPPLIES: PS5-08-13CB-1201 (SP3 SAF CABINET) ¦ SUPPLIES: PS5-08-13CB-1201 (SP3 SAF CABINET) ¦ SUPPLIES: PS5-08-13CB-1201 (SP3 SAF CABINET) ¦ SUPPLIES: PS5-08-13CB-1201 (SP3 SAF CABINET) ¦ SUPPLIES: PS5-08-13CB-1201 (SP3 SAF CABINET) ¦ SUPPLIES: PS5-08-14CB-1201 (SII SP1 CABINET) ¦ SUPPLIES: PS5-08-14CB-1201 (SII SP1 CABINET) ¦ SUPPLIES: PS5-08-14CB-1201 (SII SP1 CABINET) ¦ SUPPLIES: PS5-08-14CB-1201 (SII SP1 CABINET) ¦ SUPPLIES: PS5-08-14CB-1201 (SII SP1 CABINET) ¦ SUPPLIES: PS5-08-14CB-1201 (SII SP1 CABINET) ¦ SUPPLIES: PS5-08-51LA-1201 (LIGHTNING ARRESTOR) ¦ SUPPLIES: PS5-08-51LA-1202 (LIGHTNING ARRESTOR) ¦ SUPPLIES: PS5-08-51LA-1203 (LIGHTNING ARRESTOR) ¦ SUPPLIES: PS5-08-51LA-1204 (LIGHTNING ARRESTOR) ¦ SUPPLIES: PS5-08-51SK-1201 (ENTERTAINMENT TV SOCKET) ¦ SUPPLIES: PS5-08-51SK-1202 (ENTERTAINMENT TV SOCKET) ¦ SUPPLIES: PS5-08-51SK-1203 (ENTERTAINMENT TV SOCKET) ¦ SUPPLIES: PS5-08-51SK-1204 (ENTERTAINMENT TV SOCKET) ¦ SUPPLIES: PS5-08-51SK-1205 (ENTERTAINMENT TV SOCKET) ¦ SUPPLIES: PS5-08-51SK-1206 (ENTERTAINMENT TV SOCKET) ¦ SUPPLIES: PS5-08-51SK-1207 (ENTERTAINMENT TV SOCKET) ¦ SUPPLIES: PS5-08-51SK-1208 (ENTERTAINMENT TV SOCKET) ¦ SUPPLIES: PS5-08-51SK-1209 (ENTERTAINMENT TV SOCKET) ¦ SUPPLIES: PS5-08-51SK-1210 (ENTERTAINMENT TV SOCKET) ¦ SUPPLIES: PS5-08-52CM-0931 (CCTV SA PTZ CAMERA) ¦ SUPPLIES: PS5-08-52CM-1201 (OUTDOOR CAMERA) ¦ SUPPLIES: PS5-08-52CM-1202 (OUTDOOR CAMERA) ¦ SUPPLIES: PS5-08-71SK-1201 (RJ45 DATA SOCKET) ¦ SUPPLIES: PS5-08-71SK-1202 (RJ45 DATA SOCKET) ¦ SUPPLIES: PS5-08-71SK-1203 (RJ45 DATA SOCKET) ¦ SUPPLIES: PS5-08-71SK-1204 (RJ45 DATA SOCKET) ¦ SUPPLIES: PS5-08-71SK-1205 (RJ45 DATA SOCKET) ¦ SUPPLIES: PS5-08-71SK-1206A (RJ45 DATA SOCKET) ¦ SUPPLIES: PS5-08-71SK-1206B (RJ45 DATA SOCKET) ¦ SUPPLIES: PS5-08-71SK-1207 (RJ45 DATA SOCKET) ¦ SUPPLIES: PS5-08-71SK-1208 (RJ45 DATA SOCKET) ¦ SUPPLIES: PS5-08-71SK-1209 (RJ45 DATA SOCKET) ¦ SUPPLIES: PS5-08-71SK-1210 (RJ45 DATA SOCKET) ¦ SUPPLIES: PS5-08-71SK-1211 (RJ45 DATA SOCKET) ¦ SUPPLIES: PS5-08-71SK-1212A (RJ45 DATA SOCKET) ¦ SUPPLIES: PS5-08-71SK-1212B (RJ45 DATA SOCKET) ¦ SUPPLIES: PS5-08-71SK-1213 (RJ45 DATA SOCKET) ¦ SUPPLIES: PS5-08-71SK-1213B (RJ45 DATA SOCKET) ¦ SUPPLIES: PS5-08-71SK-1214A (RJ45 DATA SOCKET) ¦ SUPPLIES: PS5-08-71SK-1214B (RJ45 DATA SOCKET) ¦ SUPPLIES: PS5-08-71SK-1214C (RJ45 DATA SOCKET) ¦ SUPPLIES: PS5-08-71SK-1214D (RJ45 DATA SOCKET) ¦ SUPPLIES: PS5-08-71SK-1215A (RJ45 DATA SOCKET) ¦ SUPPLIES: PS5-08-71SK-1215B (RJ45 DATA SOCKET) ¦ SUPPLIES: PS5-08-71SK-1216A (RJ45 DATA SOCKET) ¦ SUPPLIES: PS5-08-71SK-1216B (RJ45 DATA SOCKET) ¦ SUPPLIES: PS5-08-71SK-1217A (RJ45 DATA SOCKET) ¦ SUPPLIES: PS5-08-71SK-1217B (RJ45 DATA SOCKET) ¦ SUPPLIES: PS5-08-71SK-1218A (RJ45 DATA SOCKET) ¦ SUPPLIES: PS5-08-71SK-1218B (RJ45 DATA SOCKET) ¦ SUPPLIES: PS5-08-71SK-1219A (RJ45 DATA SOCKET) ¦ SUPPLIES: PS5-08-71SK-1219B (RJ45 DATA SOCKET) ¦ SUPPLIES: PS5-08-71SK-1219C (RJ45 DATA SOCKET) ¦ SUPPLIES: PS5-08-71SK-1219D (RJ45 DATA SOCKET) ¦ SUPPLIES: PS5-08-71SK-1220A (RJ45 DATA SOCKET) ¦ SUPPLIES: PS5-08-71SK-1220B (RJ45 DATA SOCKET) ¦ SUPPLIES: PS5-08-71SK-1221A (RJ45 DATA SOCKET) ¦ SUPPLIES: PS5-08-71SK-1221B (RJ45 DATA SOCKET) ¦ SUPPLIES: PS5-08-71SK-1222A (RJ45 DATA SOCKET) ¦ SUPPLIES: PS5-08-71SK-1222B (RJ45 DATA SOCKET) ¦ SUPPLIES: PS5-08-71SK-1223A (RJ45 DATA SOCKET) ¦ SUPPLIES: PS5-08-71SK-1223B (RJ45 DATA SOCKET) ¦ SUPPLIES: PS5-08-71SK-1224A (RJ45 DATA SOCKET) ¦ SUPPLIES: PS5-08-71SK-1224B (RJ45 DATA SOCKET) ¦ SUPPLIES: PS5-08-71SK-1225A (RJ45 DATA SOCKET) ¦ SUPPLIES: PS5-08-71SK-1225B (RJ45 DATA SOCKET) ¦ SUPPLIES: PS5-08-71SK-1226A (RJ45 DATA SOCKET) ¦ SUPPLIES: PS5-08-71SK-1226B (RJ45 DATA SOCKET) ¦ SUPPLIES: PS5-08-71SK-1227A (RJ45 DATA SOCKET) ¦ SUPPLIES: PS5-08-71SK-1227B (RJ45 DATA SOCKET) ¦ SUPPLIES: PS5-08-71SK-1228A (RJ45 DATA SOCKET) ¦ SUPPLIES: PS5-08-71SK-1228B (RJ45 DATA SOCKET) ¦ SUPPLIES: PS5-08-71SK-1229 (RJ45 DATA SOCKET) ¦ SUPPLIES: PS5-08-71SK-1229B (RJ45 DATA SOCKET) ¦ SUPPLIES: PS5-08-71SK-1230A (RJ45 DATA SOCKET) ¦ SUPPLIES: PS5-08-71SK-1230B (RJ45 DATA SOCKET) ¦ SUPPLIES: PS5-08-71SK-1231 (RJ45 DATA SOCKET) ¦ SUPPLIES: PS5-08-71SK-1231B (RJ45 DATA SOCKET) ¦ SUPPLIES: PS5-08-71SK-1232A (RJ45 DATA SOCKET) ¦ SUPPLIES: PS5-08-71SK-1232B (RJ45 DATA SOCKET) ¦ SUPPLIES: PS5-08-71SK-1233A (RJ45 DATA SOCKET) ¦ SUPPLIES: PS5-08-71SK-1233B (RJ45 DATA SOCKET) ¦ SUPPLIES: PS5-08-71SK-1234 (RJ45 DATA SOCKET) ¦ SUPPLIES: PS5-08-71SK-1235 (RJ45 DATA SOCKET) ¦ SUPPLIES: PS5-08-71SK-1236A (RJ45 DATA SOCKET) ¦ SUPPLIES: PS5-08-71SK-1236B (RJ45 DATA SOCKET) ¦ SUPPLIES: PS5-08-71SK-1237 (RJ45 DATA SOCKET) ¦ SUPPLIES: PS5-08-71SK-1238 (RJ45 DATA SOCKET) ¦ SUPPLIES: PS5-08-71SK-1239 (RJ45 DATA SOCKET) ¦ SUPPLIES: PS5-08-71SK-1240 (RJ45 DATA SOCKET) ¦ SUPPLIES: PS5-08-71SK-1241A (RJ45 DATA SOCKET) ¦ SUPPLIES: PS5-08-71SK-1241B (RJ45 DATA SOCKET) ¦ SUPPLIES: PS5-08-71SK-1242A (RJ45 DATA SOCKET) ¦ SUPPLIES: PS5-08-71SK-1242B (RJ45 DATA SOCKET) ¦ SUPPLIES: PS5-08-71SK-1243A (RJ45 DATA SOCKET) ¦ SUPPLIES: PS5-08-71SK-1243B (RJ45 DATA SOCKET) ¦ SUPPLIES: PS5-08-71SK-1244A (RJ45 DATA SOCKET) ¦ SUPPLIES: PS5-08-71SK-1244B (RJ45 DATA SOCKET) ¦ SUPPLIES: PS5-08-71SK-1245A (RJ45 DATA SOCKET) ¦ SUPPLIES: PS5-08-71SK-1245B (RJ45 DATA SOCKET) ¦ SUPPLIES: PS5-08-71SK-1246A (RJ45 DATA SOCKET) ¦ SUPPLIES: PS5-08-71SK-1246B (RJ45 DATA SOCKET) ¦ SUPPLIES: PS5-08-71SK-1247 (RJ45 DATA SOCKET) ¦ SUPPLIES: PS5-08-71SK-1248 (RJ45 DATA SOCKET) ¦ SUPPLIES: PS5-08-71SK-1249A (RJ45 DATA SOCKET) ¦ SUPPLIES: PS5-08-71SK-1249B (RJ45 DATA SOCKET) ¦ SUPPLIES: PS5-08-71SK-1249C (RJ45 DATA SOCKET) ¦ SUPPLIES: PS5-08-71SK-1249D (RJ45 DATA SOCKET) ¦ SUPPLIES: PS5-08-71SK-1250A (RJ45 DATA SOCKET) ¦ SUPPLIES: PS5-08-71SK-1250B (RJ45 DATA SOCKET) ¦ SUPPLIES: PS5-08-85BT-0027 (WAP JUNCTION BOX) ¦ SUPPLIES: PS5-08-85BT-0028 (WAP JUNCTION BOX) ¦ SUPPLIES: PS5-08-85BT-1201 (ACS JUNCTION BOX) ¦ SUPPLIES: PS5-08-85BT-1202 (ACS JUNCTION BOX) ¦ SUPPLIES: PS5-08-85BT-1203 (ACS JUNCTION BOX) ¦ SUPPLIES: PS5-08-85BT-1205 (ACS JUNCTION BOX) ¦ SUPPLIES: PS5-08-85CP-1201 (ACS CONTROL PANEL) ¦ SUPPLIES: PS5-08-85CP-1202 (ACS CONTROL PANEL)
PS5-08-01 - PAGA | PS5-08-11CB-1501 | SUPPLIES: PS5-08-01BT-1503 (PAGA JUNCTION BOX) ¦ SUPPLIES: PS5-08-01BT-1503 (PAGA JUNCTION BOX) ¦ SUPPLIES: PS5-08-01PA-1501 (PAGA ACCESS UNIT) ¦ SUPPLIES: PS5-08-05IN-0001 (INTERCOM) ¦ SUPPLIES: PS5-08-05IN-0003 (INTERCOM) ¦ SUPPLIES: PS5-08-05IN-0004 (INTERCOM) ¦ SUPPLIES: PS5-08-05IN-0005 (INTERCOM) ¦ SUPPLIES: PS5-08-11CB-1001 (SIE CABINET) ¦ SUPPLIES: PS5-08-52CM-0001 (CCTV OPTICAL CAMERA) ¦ SUPPLIES: PS5-08-52CM-0002 (CCTV OPTICAL CAMERA) ¦ SUPPLIES: PS5-08-52CM-0003 (CCTV OPTICAL CAMERA) ¦ SUPPLIES: PS5-08-52CM-0004 (CCTV OPTICAL CAMERA) ¦ SUPPLIES: PS5-08-52CM-0005 (CCTV OPTICAL CAMERA) ¦ SUPPLIES: PS5-08-52CM-0034 (CCTV PANORAMIC CAMERA) ¦ SUPPLIES: PS5-08-71SK-1501A (RJ45 DATA SOCKET) ¦ SUPPLIES: PS5-08-71SK-1501B (RJ45 DATA SOCKET) ¦ SUPPLIES: PS5-08-71SK-1502A (RJ45 DATA SOCKET) ¦ SUPPLIES: PS5-08-71SK-1502B (RJ45 DATA SOCKET) ¦ SUPPLIES: PS5-08-71SK-1503A (RJ45 DATA SOCKET) ¦ SUPPLIES: PS5-08-71SK-1503B (RJ45 DATA SOCKET) ¦ SUPPLIES: PS5-08-71SK-1504A (RJ45 DATA SOCKET) ¦ SUPPLIES: PS5-08-71SK-1504B (RJ45 DATA SOCKET) ¦ SUPPLIES: PS5-08-71SK-1505 (RJ45 DATA SOCKET) ¦ SUPPLIES: PS5-08-71SK-1506 (RJ45 DATA SOCKET) ¦ SUPPLIES: PS5-08-71SK-1507 (RJ45 DATA SOCKET) ¦ SUPPLIES: PS5-08-71SK-1508 (RJ45 DATA SOCKET) ¦ SUPPLIES: PS5-08-71SK-1509 (RJ45 DATA SOCKET) ¦ SUPPLIES: PS5-08-71SK-1510A (RJ45 DATA SOCKET) ¦ SUPPLIES: PS5-08-71SK-1510B (RJ45 DATA SOCKET) ¦ SUPPLIES: PS5-08-71SK-1511A (RJ45 DATA SOCKET) ¦ SUPPLIES: PS5-08-71SK-1511B (RJ45 DATA SOCKET) ¦ SUPPLIES: PS5-08-71SK-1512 (RJ45 DATA SOCKET) ¦ SUPPLIES: PS5-08-71SK-1513 (RJ45 DATA SOCKET) ¦ SUPPLIES: PS5-08-71SK-1514A (RJ45 DATA SOCKET) ¦ SUPPLIES: PS5-08-71SK-1514B (RJ45 DATA SOCKET) ¦ SUPPLIES: PS5-08-85BT-0017 (ACS JUNCTION BOX) ¦ SUPPLIES: PS5-08-85BT-1503 (ACS JUNCTION BOX) ¦ SUPPLIES: PS5-08-85CP-1501 (ACS CONTROL PANEL)
PS5-08-11 - Corporate LAN (SIE) | PS5-08-11CB-1601 | SUPPLIES: PS5-08-11CB-1001 (SIE CABINET) ¦ SUPPLIES: PS5-08-12BT-0001 (WAP JUNCTION BOX) ¦ SUPPLIES: PS5-08-12BT-0002 (WAP JUNCTION BOX) ¦ SUPPLIES: PS5-08-13CB-1201 (SII SP3 SAF CABINET) ¦ SUPPLIES: PS5-08-14CB-1201 (SII SP1 CABINET) ¦ SUPPLIES: PS5-08-71SK-1601A (RJ45 DATA SOCKET) ¦ SUPPLIES: PS5-08-71SK-1601B (RJ45 DATA SOCKET) ¦ SUPPLIES: PS5-08-71SK-1602A (RJ45 DATA SOCKET) ¦ SUPPLIES: PS5-08-71SK-1602B (RJ45 DATA SOCKET) ¦ SUPPLIES: PS5-08-71SK-1603A (RJ45 DATA SOCKET) ¦ SUPPLIES: PS5-08-71SK-1603B (RJ45 DATA SOCKET) ¦ SUPPLIES: PS5-08-71SK-1604A (RJ45 DATA SOCKET) ¦ SUPPLIES: PS5-08-71SK-1604B (RJ45 DATA SOCKET) ¦ SUPPLIES: PS5-08-71SK-1605A (RJ45 DATA SOCKET) ¦ SUPPLIES: PS5-08-71SK-1605B (RJ45 DATA SOCKET) ¦ SUPPLIES: PS5-08-71SK-1606 (RJ45 DATA SOCKET) ¦ SUPPLIES: PS5-08-71SK-1607 (RJ45 DATA SOCKET) ¦ SUPPLIES: PS5-08-71SK-1608 (RJ45 DATA SOCKET) ¦ SUPPLIES: PS5-08-71SK-1609 (RJ45 DATA SOCKET) ¦ SUPPLIES: PS5-08-71SK-1610 (RJ45 DATA SOCKET) ¦ SUPPLIES: PS5-08-71SK-1611 (RJ45 DATA SOCKET) ¦ SUPPLIES: PS5-08-85BT-1603 (ACS JUNCTION BOX) ¦ SUPPLIES: PS5-08-85BT-1605 (ACS JUNCTION BOX) ¦ SUPPLIES: PS5-08-85BT-1606 (ACS JUNCTION BOX) ¦ SUPPLIES: PS5-08-85BT-1607 (ACS JUNCTION BOX) ¦ SUPPLIES: PS5-08-85BT-1608 (ACS JUNCTION BOX) ¦ SUPPLIES: PS5-08-85CP-1601 (CONTROL PANEL)
PS5-08-03 - Telephone | PS5-08-11CB-1901 | SUPPLIES: PS5-08-03TP-0004 (OUTDOOR TELEPHONE) ¦ SUPPLIES: PS5-08-03TP-0102 (OUTDOOR TELEPHONE) ¦ SUPPLIES: PS5-08-03TP-1903 (OUTDOOR TELEPHONE) ¦ SUPPLIES: PS5-08-03TP-1904 (OUTDOOR TELEPHONE) ¦ SUPPLIES: PS5-08-11CB-1001 (SIE CABINET) ¦ SUPPLIES: PS5-08-12BT-0101 (WAP JUNCTION BOX) ¦ SUPPLIES: PS5-08-12BT-0103 (WAP JUNCTION BOX) ¦ SUPPLIES: PS5-08-12BT-0107 (WAP JUNCTION BOX) ¦ SUPPLIES: PS5-08-12BT-0108 (WAP JUNCTION BOX) ¦ SUPPLIES: PS5-08-12BT-1903 (WAP JUNCTION BOX) ¦ SUPPLIES: PS5-08-12BT-1904 (WAP JUNCTION BOX) ¦ SUPPLIES: PS5-08-52CM-0134 (CCTV SA PTZ CAMERA) ¦ SUPPLIES: PS5-08-52CM-0135 (CCTV SA PTZ CAMERA) ¦ SUPPLIES: PS5-08-52CM-0136 (CCTV SA PTZ CAMERA) ¦ SUPPLIES: PS5-08-52CM-0137 (CCTV SA PTZ CAMERA) ¦ SUPPLIES: PS5-08-52CM-0140 (CCTV SA PTZ CAMERA) ¦ SUPPLIES: PS5-08-52CM-1901 (DOME CAMERA) ¦ SUPPLIES: PS5-08-52CM-1902 (DUAL DOME CAMERA-1) ¦ SUPPLIES: PS5-08-52CM-1903 (DUAL DOME CAMERA-2) ¦ SUPPLIES: PS5-08-71SK-1901 (RJ45 DATA SOCKET) ¦ SUPPLIES: PS5-08-71SK-1903A (RJ45 DATA SOCKET) ¦ SUPPLIES: PS5-08-71SK-1903B (RJ45 DATA SOCKET) ¦ SUPPLIES: PS5-08-71SK-1904A (RJ45 DATA SOCKET) ¦ SUPPLIES: PS5-08-71SK-1904B (RJ45 DATA SOCKET) ¦ SUPPLIES: PS5-08-71SK-1905A (RJ45 DATA SOCKET) ¦ SUPPLIES: PS5-08-71SK-1905B (RJ45 DATA SOCKET) ¦ SUPPLIES: PS5-08-85BT-1901 (ACS JUNCTION BOX) ¦ SUPPLIES: PS5-08-85BT-1902 (ACS JUNCTION BOX) ¦ SUPPLIES: PS5-08-85CP-1901 (CONTROL PANEL)
PS5-08-01 - PAGA | PS5-08-13CB- 1001 | FED FROM: PS5-08-01FB- 0913 (PAGA Flashing Beacon) ¦ FED FROM: PS5-08-01FB- 1013 (PAGA Flashing Beacon) ¦ FED FROM: PS5-08-01FB- 1106 (PAGA Flashing Beacon (Safe Area)) ¦ SUPPLIES: PS5-08-01FB- 0901 (PAGA Flashing Beacon) ¦ SUPPLIES: PS5-08-01FB- 1001 (PAGA Flashing Beacon) ¦ SUPPLIES: PS5-08-01FB- 1101 (PAGA Flashing Beacon (Safe Area))
PS5-08-01 - PAGA | PS5-08-13CB-1001 | SUPPLIES: PS5-08-01MP-0001 (MARSHALLING ENCLOSURE) ¦ SUPPLIES: PS5-08-01MP-0001 (MARSHALLING ENCLOSURE) ¦ SUPPLIES: PS5-08-01MP-0001 (MARSHALLING ENCLOSURE) ¦ SUPPLIES: PS5-08-01MP-0001 (MARSHALLING ENCLOSURE)
PS5-08-13 - Safety Data Network (SII SP3 SAF) | PS5-08-13CB-1201 | FED FROM: PS5-08-11CB-1201 (SIE CABINET) ¦ FED FROM: PS5-08-11CB-1201 (SIE CABINET) ¦ FED FROM: PS5-08-11CB-1201 (SIE CABINET) ¦ FED FROM: PS5-08-11CB-1201 (SIE CABINET) ¦ FED FROM: PS5-08-11CB-1201 (SIE CABINET) ¦ FED FROM: PS5-08-11CB-1201 (SIE CABINET) ¦ FED FROM: PS5-08-11CB-1601 (SIE CABINET) ¦ SUPPLIES: PS5-08-14CB-1201 (SII SP1 CABINET) ¦ SUPPLIES: PS5-04-PMC-0006 (INSTRUMENTATION CABINET) ¦ SUPPLIES: PS5-08-23AN-1201 (INDOOR ANTENNA) ¦ SUPPLIES: PS5-08-23LA-1202 (LIGHTNING ARRESTOR)
PS5-08-61 - Meteocean | PS5-08-14CB- 1201 | SUPPLIES: PS5-08-61BT- 0002 (JB Meteocean - 2)
PS5-08-13 - Safety Data Network (SII SP3 SAF) | PS5-08-14CB-1201 | FED FROM: PS5-08-13CB-1201 (SII SP3 SAF CABINET) ¦ FED FROM: PS5-08-11CB-1201 (SIE CABINET) ¦ FED FROM: PS5-08-11CB-1201 (SIE CABINET) ¦ FED FROM: PS5-08-11CB-1201 (SIE CABINET) ¦ FED FROM: PS5-08-11CB-1201 (SIE CABINET) ¦ FED FROM: PS5-08-11CB-1201 (SIE CABINET) ¦ FED FROM: PS5-08-11CB-1201 (SIE CABINET) ¦ FED FROM: PS5-08-11CB-1601 (SIE CABINET) ¦ SUPPLIES: PS5-08-61BT-0001 (METEOCEAN JUNCTION BOX) ¦ SUPPLIES: PS5-08-61BT-0001 (METEOCEAN JUNCTION BOX) ¦ SUPPLIES: PS5-08-61BT-0001 (METEOCEAN JUNCTION BOX) ¦ SUPPLIES: PS5-08-61BT-0002 (METEOCEAN JUNCTION BOX)
PS5-08-15 - Security Data Network (SII SP3 SEC) | PS5-08-15CB- 1001 | SUPPLIES: PS5-08-15CP- 0002 (Control Panel-2) ¦ SUPPLIES: PS5-08-15CP- 0005 (Control Panel-5) ¦ SUPPLIES: PS5-08-15CP- 0006 (Control Panel-6) ¦ SUPPLIES: PS5-08-52BT- 0131 (JUNCTION BOX PTZ CAMERA-5) ¦ SUPPLIES: PS5-08-52BT- 0132 (JUNCTION BOX PTZ CAMERA-6) ¦ SUPPLIES: PS5-08-52BT- 0133 (JUNCTION BOX PTZ CAMERA-7) ¦ SUPPLIES: PS5-08-52BT- 0138 (JUNCTION BOX PTZ CAMERA-12) ¦ SUPPLIES: PS5-08-52BT- 0139 (JUNCTION BOX PTZ CAMERA-13) ¦ SUPPLIES: PS5-08-85CP- 0024 (CONTROL PANEL POB-1) ¦ SUPPLIES: PS5-08-85CP- 0025 (CONTROL PANEL POB-2) ¦ SUPPLIES: PS5-62-IE-0002 (Lighting Control panel 2 - Pump Station 5)
PS5-08-15 - Security Data Network (SII SP3 SEC) | PS5-08-15CB-1001 | FED FROM: PS5-08-15CP-0005 (CONTROL PANEL) ¦ SUPPLIES: PS5-08-15CP-0006 (CONTROL PANEL) ¦ SUPPLIES: PS5-08-52CM-0131 (CCTV SA PTZ CAMERA) ¦ SUPPLIES: PS5-08-52CM-0132 (CCTV SA PTZ CAMERA) ¦ SUPPLIES: PS5-08-52CM-0133 (CCTV SA PTZ CAMERA) ¦ SUPPLIES: PS5-08-52CM-0138 (CCTV SA PTZ CAMERA) ¦ SUPPLIES: PS5-08-52CM-0139 (CCTV SA PTZ CAMERA) ¦ SUPPLIES: PS5-08-83SP-0001 (IDS MANHOLE) ¦ SUPPLIES: PS5-08-83SP-0001 (IDS MANHOLE) ¦ SUPPLIES: PS5-08-85CP-0024 (CONTROL PANEL) ¦ SUPPLIES: PS5-08-85CP-0024 (CONTROL PANEL) ¦ SUPPLIES: PS5-08-85CP-0025 (CONTROL PANEL) ¦ SUPPLIES: PS5-08-85CP-0025 (CONTROL PANEL)
PS5-08-15 - Security Data Network (SII SP3 SEC) | PS5-08-15CP- 0001 | FED FROM: PS5-08-11CB- 1901 (TELECOM SIE Cabinet)
PS5-08-15 - Security Data Network (SII SP3 SEC) | PS5-08-15CP- 0002 | FED FROM: PS5-08-15CB- 1001 (TELECOM SII SP3 SEC Cabinet) ¦ SUPPLIES: PS5-08-52CM- 0031 (CCTV CAMERA) ¦ SUPPLIES: PS5-08-52TK- 0031 (CCTV CAMERA Water Tank)
PS5-08-15 - Security Data Network (SII SP3 SEC) | PS5-08-15CP- 0003 | FED FROM: PS5-08-11CB- 1201 (TELECOM SIE Cabinet)
PS5-08-15 - Security Data Network (SII SP3 SEC) | PS5-08-15CP- 0004 | FED FROM: PS5-08-11CB- 1201 (TELECOM SIE Cabinet)
PS5-08-15 - Security Data Network (SII SP3 SEC) | PS5-08-15CP- 0005 | FED FROM: PS5-08-15CB- 1001 (TELECOM SII SP3 SEC Cabinet)
PS5-08-15 - Security Data Network (SII SP3 SEC) | PS5-08-15CP- 0006 | FED FROM: PS5-08-15CB- 1001 (TELECOM SII SP3 SEC Cabinet) ¦ SUPPLIES: PS5-08-52CM- 0032 (CCTV CAMERA) ¦ SUPPLIES: PS5-08-52TK- 0032 (CCTV CAMERA Water Tank)
PS5-08-15 - Security Data Network (SII SP3 SEC) | PS5-08-15CP- 0007 | FED FROM: PS5-08-11CB- 1901 (TELECOM SIE Cabinet)
PS5-08-15 - Security Data Network (SII SP3 SEC) | PS5-08-15CP- 0008 | FED FROM: PS5-08-11CB- 1901 (TELECOM SIE Cabinet) ¦ SUPPLIES: PS5-08-52CM- 0033 (CCTV CAMERA) ¦ SUPPLIES: PS5-08-52TK- 0033 (CCTV CAMERA Water Tank)
PS5-08-15 - Security Data Network (SII SP3 SEC) | PS5-08-15CP-0001 | FED FROM: PS5-08-15CP-0008 (CONTROL PANEL) ¦ SUPPLIES: PS5-08-15CP-0002 (CONTROL PANEL) ¦ SUPPLIES: PS5-08-52CM-0071 (CCTV THERMAL CAMERA)
PS5-08-15 - Security Data Network (SII SP3 SEC) | PS5-08-15CP-0002 | FED FROM: PS5-08-15CP-0001 (CONTROL PANEL) ¦ SUPPLIES: PS5-08-15CP-0003 (CONTROL PANEL) ¦ SUPPLIES: PS5-08-52CM-0031 (CCTV SA PTZ CAMERA) ¦ SUPPLIES: PS5-08-52CM-0072 (CCTV THERMAL CAMERA) ¦ SUPPLIES: PS5-08-85BT-0013 (ACS JUNCTION BOX) ¦ SUPPLIES: PS5-08-85BT-0014 (ACS JUNCTION BOX) ¦ SUPPLIES: PS5-08-85BT-0015 (ACS JUNCTION BOX) ¦ SUPPLIES: PS5-08-85BT-0016 (ACS JUNCTION BOX)
PS5-08-15 - Security Data Network (SII SP3 SEC) | PS5-08-15CP-0003 | FED FROM: PS5-08-15CP-0002 (CONTROL PANEL) ¦ SUPPLIES: PS5-08-15CP-0004 (CONTROL PANEL) ¦ SUPPLIES: PS5-08-52CM-0073 (CCTV THERMAL CAMERA)
PS5-08-15 - Security Data Network (SII SP3 SEC) | PS5-08-15CP-0004 | FED FROM: PS5-08-15CP-0003 (CONTROL PANEL) ¦ SUPPLIES: PS5-08-05IN-0002 (INTERCOM) ¦ SUPPLIES: PS5-08-15CP-0005 (CONTROL PANEL) ¦ SUPPLIES: PS5-08-52CM-0074 (CCTV THERMAL CAMERA) ¦ SUPPLIES: PS5-08-85BT-0001 (ACS JUNCTION BOX) ¦ SUPPLIES: PS5-08-85BT-0002 (ACS JUNCTION BOX) ¦ SUPPLIES: PS5-08-85BT-0003 (ACS JUNCTION BOX) ¦ SUPPLIES: PS5-08-85BT-0018 (ACS JUNCTION BOX) ¦ SUPPLIES: PS5-08-85BT-0024 (ACS JUNCTION BOX) ¦ SUPPLIES: PS5-08-85BT-0025 (ACS JUNCTION BOX) ¦ SUPPLIES: PS5-08-85BT-0026 (ACS JUNCTION BOX)
PS5-08-15 - Security Data Network (SII SP3 SEC) | PS5-08-15CP-0005 | FED FROM: PS5-08-15CP-0004 (CONTROL PANEL) ¦ SUPPLIES: PS5-08-15CB-1001 (SII SP3 SEC CABINET) ¦ SUPPLIES: PS5-08-52CM-0075 (CCTV THERMAL CAMERA) ¦ SUPPLIES: PS5-08-85BT-0004 (ACS JUNCTION BOX) ¦ SUPPLIES: PS5-08-85BT-0005 (ACS JUNCTION BOX) ¦ SUPPLIES: PS5-08-85BT-0006 (ACS JUNCTION BOX) ¦ SUPPLIES: PS5-08-85BT-0007 (ACS JUNCTION BOX)
PS5-08-15 - Security Data Network (SII SP3 SEC) | PS5-08-15CP-0006 | FED FROM: PS5-08-15CB-1001 (SII SP3 SEC CABINET) ¦ SUPPLIES: PS5-08-15CP-0007 (CONTROL PANEL) ¦ SUPPLIES: PS5-08-52CM-0032 (CCTV SA PTZ CAMERA) ¦ SUPPLIES: PS5-08-52CM-0076 (CCTV THERMAL CAMERA)
PS5-08-15 - Security Data Network (SII SP3 SEC) | PS5-08-15CP-0007 | FED FROM: PS5-08-15CP-0006 (CONTROL PANEL) ¦ SUPPLIES: PS5-08-15CP-0008 (CONTROL PANEL) ¦ SUPPLIES: PS5-08-52CM-0077 (CCTV THERMAL CAMERA) ¦ SUPPLIES: PS5-08-85BT-0008 (ACS JUNCTION BOX) ¦ SUPPLIES: PS5-08-85BT-0009 (ACS JUNCTION BOX) ¦ SUPPLIES: PS5-08-85BT-0010 (ACS JUNCTION BOX) ¦ SUPPLIES: PS5-08-85BT-0011 (ACS JUNCTION BOX) ¦ SUPPLIES: PS5-08-85BT-0012 (ACS JUNCTION BOX)
PS5-08-15 - Security Data Network (SII SP3 SEC) | PS5-08-15CP-0008 | FED FROM: PS5-08-15CP-0007 (CONTROL PANEL) ¦ SUPPLIES: PS5-08-15CP-0001 (CONTROL PANEL) ¦ SUPPLIES: PS5-08-52CM-0033 (CCTV SA PTZ CAMERA) ¦ SUPPLIES: PS5-08-52CM-0078 (CCTV THERMAL CAMERA)
PS5-08-23 - VHF Trunk Radio System | PS5-08-23AN-1601 | FED FROM: PS5-08-23LA-1601 (LIGHTNING ARRESTOR)
| PS5-08-23AN-1901 | FED FROM: PS5-08-23LA-1901 (LIGHTNING ARRESTOR)
| PS5-08-35CB-1001 | SUPPLIES: PS5-08-36SP-0101 (PIPELINE SPLICE BOX) ¦ SUPPLIES: PS5-08-36SP-0102 (PIPELINE SPLICE BOX)
PS5-08-85 - Access Control, POB & e-Mustering | PS5-08-85CP- 0024 | FED FROM: PS5-08-15CB- 1001 (TELECOM SII SP3 SEC Cabinet)
PS5-08-85 - Access Control, POB & e-Mustering | PS5-08-85CP- 0025 | FED FROM: PS5-08-15CB- 1001 (TELECOM SII SP3 SEC Cabinet)
PS5-08-85 - Access Control, POB & e-Mustering | PS5-08-85CP- 1201 | FED FROM: PS5-08-11CB- 1201 (TELECOM SIE Cabinet)
PS5-08-85 - Access Control, POB & e-Mustering | PS5-08-85CP- 1202 | FED FROM: PS5-08-11CB- 1201 (TELECOM SIE Cabinet)
PS5-08-85 - Access Control, POB & e-Mustering | PS5-08-85CP-0024 | FED FROM: PS5-08-15CB-1001 (SII SP3 SEC CABINET) ¦ FED FROM: PS5-08-15CB-1001 (SII SP3 SEC CABINET) ¦ SUPPLIES: PS5-08-85AP-0003 (WIRELESS ACCESS POINT) ¦ SUPPLIES: PS5-08-85BR-0011 (POB BADGE READER)
PS5-08-85 - Access Control, POB & e-Mustering | PS5-08-85CP-0025 | FED FROM: PS5-08-15CB-1001 (SII SP3 SEC CABINET) ¦ FED FROM: PS5-08-15CB-1001 (SII SP3 SEC CABINET) ¦ SUPPLIES: PS5-08-85AP-0004 (WIRELESS ACCESS POINT) ¦ SUPPLIES: PS5-08-85BR-0012 (POB BADGE READER)
PS5-08-85 - Access Control, POB & e-Mustering | PS5-08-85CP-1201 | FED FROM: PS5-08-11CB-1201 (SIE CABINET) ¦ SUPPLIES: PS5-08-85BR-0009 (POB BADGE READER) ¦ SUPPLIES: PS5-08-85BR-1205 (POB CARD READER) ¦ SUPPLIES: PS5-08-85BT-1204 (ACS JUNCTION BOX)
PS5-08-85 - Access Control, POB & e-Mustering | PS5-08-85CP-1202 | FED FROM: PS5-08-11CB-1201 (SIE CABINET) ¦ SUPPLIES: PS5-08-85BR-0010 (POB BADGE READER) ¦ SUPPLIES: PS5-08-85BR-1201 (BADGE READER) ¦ SUPPLIES: PS5-08-85BR-1202 (BADGE READER) ¦ SUPPLIES: PS5-08-85BR-1203 (BADGE READER) ¦ SUPPLIES: PS5-08-85BR-1204 (BADGE READER) ¦ SUPPLIES: PS5-08-85BR-1206 (POB CARD READER) ¦ SUPPLIES: PS5-08-85BT-1201 (ACS JUNCTION BOX) ¦ SUPPLIES: PS5-08-85BT-1202 (ACS JUNCTION BOX) ¦ SUPPLIES: PS5-08-85BT-1203 (ACS JUNCTION BOX) ¦ SUPPLIES: PS5-08-85BT-1205 (ACS JUNCTION BOX)
PS5-08-85 - Access Control, POB & e-Mustering | PS5-08-85CP-1501 | FED FROM: PS5-08-11CB-1501 (SIE CABINET) ¦ SUPPLIES: PS5-08-85BR-0001 (BADGE READER) ¦ SUPPLIES: PS5-08-85BR-0002 (BADGE READER) ¦ SUPPLIES: PS5-08-85BR-0003 (BADGE READER) ¦ SUPPLIES: PS5-08-85BR-0004 (BADGE READER) ¦ SUPPLIES: PS5-08-85BR-0005 (BADGE READER) ¦ SUPPLIES: PS5-08-85BR-0006 (BADGE READER) ¦ SUPPLIES: PS5-08-85BR-0007 (BADGE READER) ¦ SUPPLIES: PS5-08-85BR-0008 (BADGE READER) ¦ SUPPLIES: PS5-08-85BR-1501 (BADGE READER) ¦ SUPPLIES: PS5-08-85BR-1502 (BADGE READER) ¦ SUPPLIES: PS5-08-85BT-0017 (ACS JUNCTION BOX) ¦ SUPPLIES: PS5-08-85BT-0019 (ACS JUNCTION BOX) ¦ SUPPLIES: PS5-08-85BT-0020 (ACS JUNCTION BOX) ¦ SUPPLIES: PS5-08-85BT-0021 (ACS JUNCTION BOX) ¦ SUPPLIES: PS5-08-85BT-0022 (ACS JUNCTION BOX) ¦ SUPPLIES: PS5-08-85BT-0023 (ACS JUNCTION BOX) ¦ SUPPLIES: PS5-08-85BT-1501 (ACS JUNCTION BOX) ¦ SUPPLIES: PS5-08-85BT-1502 (ACS JUNCTION BOX) ¦ SUPPLIES: PS5-08-85BT-1503 (ACS JUNCTION BOX) ¦ SUPPLIES: PS5-08-85PB-1501 (PANIC PUSHBUTTON)
PS5-08-85 - Access Control, POB & e-Mustering | PS5-08-85CP-1601 | FED FROM: PS5-08-11CB-1601 (SIE CABINET) ¦ SUPPLIES: PS5-08-85BR-1601 (BADGE READER) ¦ SUPPLIES: PS5-08-85BR-1602 (BADGE READER) ¦ SUPPLIES: PS5-08-85BR-1603 (BADGE READER) ¦ SUPPLIES: PS5-08-85BR-1604 (BADGE READER) ¦ SUPPLIES: PS5-08-85BR-1605 (BADGE READER) ¦ SUPPLIES: PS5-08-85BT-1601 (ACS JUNCTION BOX) ¦ SUPPLIES: PS5-08-85BT-1602 (ACS JUNCTION BOX) ¦ SUPPLIES: PS5-08-85BT-1603 (ACS JUNCTION BOX) ¦ SUPPLIES: PS5-08-85BT-1604 (ACS JUNCTION BOX) ¦ SUPPLIES: PS5-08-85BT-1605 (ACS JUNCTION BOX) ¦ SUPPLIES: PS5-08-85BT-1606 (ACS JUNCTION BOX) ¦ SUPPLIES: PS5-08-85BT-1607 (ACS JUNCTION BOX) ¦ SUPPLIES: PS5-08-85BT-1608 (ACS JUNCTION BOX) ¦ SUPPLIES: PS5-08-85BT-1609 (ACS JUNCTION BOX) ¦ SUPPLIES: PS5-08-85BT-1610 (ACS JUNCTION BOX) ¦ SUPPLIES: PS5-08-85BT-1611 (ACS JUNCTION BOX) ¦ SUPPLIES: PS5-08-85BT-1612 (ACS JUNCTION BOX) ¦ SUPPLIES: PS5-08-85BT-1613 (ACS JUNCTION BOX) ¦ SUPPLIES: PS5-08-85BT-1614 (ACS JUNCTION BOX)
PS5-08-85 - Access Control, POB & e-Mustering | PS5-08-85CP-1901 | FED FROM: PS5-08-11CB-1901 (SIE CABINET) ¦ SUPPLIES: PS5-08-85BR-1901 (BADGE READER) ¦ SUPPLIES: PS5-08-85BR-1902 (BADGE READER) ¦ SUPPLIES: PS5-08-85BT-1901 (ACS JUNCTION BOX) ¦ SUPPLIES: PS5-08-85BT-1901 (ACS JUNCTION BOX) ¦ SUPPLIES: PS5-08-85BT-1902 (ACS JUNCTION BOX) ¦ SUPPLIES: PS5-08-85BT-1903 (ACS JUNCTION BOX) ¦ SUPPLIES: PS5-08-85BT-1904 (ACS JUNCTION BOX) ¦ SUPPLIES: PS5-08-85BT-1905 (ACS JUNCTION BOX) ¦ SUPPLIES: PS5-08-85BT-1906 (ACS JUNCTION BOX) ¦ SUPPLIES: PS5-08-85BT-1907 (ACS JUNCTION BOX) ¦ SUPPLIES: PS5-08-85BT-1908 (ACS JUNCTION BOX) ¦ SUPPLIES: PS5-08-85BT-1909 (ACS JUNCTION BOX) ¦ SUPPLIES: PS5-08-85BT-1912 (ACS JUNCTION BOX)
PS5-25-02 - Crude Oil Export Pump A | PS5-25-IE-0001 | FED FROM: PS5-06-IG- 0001A (AC UPS Distribution Board (A) Dual supply loads - 230VAC, 50Hz, 320A, 25KA/1s) ¦ FED FROM: PS5-06-IG- 0001B (AC UPS Distribution Board (B) Dual supply loads - 230VAC, 50Hz, 320A, 25KA/1s) ¦ FED FROM: PS5-61-IG-0008 (Normal Auxiliary Distribution Panel - 3Ph 400 Inc, 1Ph 230VAC Outgoings, 160A, 50KA/1s)
PS5-25-02 - Crude Oil Export Pump A | PS5-25-UD- 3100A | FED FROM: PS5-61-IK-0001 (0.4kV Switchboard)
| PS5-28-LB-8200 | FED FROM: PS5-61-IG-0007 (Outdoor Normal Lighting DB - Field - (North Side))
PS5-50-01 - Water Well Submersible Pumps (3100) | PS5-50-IE-0001 | FED FROM: PS5-61-IK-0001 (0.4kV Switchboard)
PS5-50-02 - Water Well Submersible Pumps (3200) | PS5-50-IE-0002 | FED FROM: PS5-61-IK-0001 (0.4kV Switchboard)
| PS5-53-IN-0001 | FED FROM: PS5-61-IK-0001 (0.4kV Switchboard) ¦ FED FROM: PS5-06-IG- 0001A (AC UPS Distribution Board (A) Dual supply loads - 230VAC, 50Hz, 320A, 25KA/1s) ¦ FED FROM: PS5-06-IG- 0001B (AC UPS Distribution Board (B) Dual supply loads - 230VAC, 50Hz, 320A, 25KA/1s)
| PS5-60-BE- 0027A | FED FROM: PS5-60-BE- 0007A (FCU- fuel conditioning module Generator set-1 (A) Trace heater Power JB-3)
| PS5-60-BE- 0027B | FED FROM: PS5-60-BE- 0007B (FCU- fuel conditioning module Generator set-2 (B) Trace heater Power JB-3)
| PS5-60-BE- 0027C | FED FROM: PS5-60-BE- 0007C (FCU- fuel conditioning module Generator set-3 (C) Trace heater Power JB-3)
| PS5-60-BE- 0027D | FED FROM: PS5-60-BE- 0007D (FCU- fuel conditioning module Generator set-4 (D) Trace heater Power JB-3)
| PS5-60-BE- 0027E | FED FROM: PS5-60-BE- 0007E (FCU- fuel conditioning module Generator set-5 (E) Trace heater Power JB-3)
| PS5-60-BE- 0027F | FED FROM: PS5-60-BE- 0007F (FCU- fuel conditioning module Generator set-6 (6) Trace heater Power JB-3)
| PS5-60-BE- 0027G | FED FROM: PS5-60-BE- 0007G (FCU- fuel conditioning module Generator set-7 (G) Trace heater Power JB-3)
| PS5-60-BE- 0028A | FED FROM: PS5-60-BE- 0007A (FCU- fuel conditioning module Generator set-1 (A) Trace heater Power JB-3)
| PS5-60-BE- 0028B | FED FROM: PS5-60-BE- 0007B (FCU- fuel conditioning module Generator set-2 (B) Trace heater Power JB-3)
| PS5-60-BE- 0028C | FED FROM: PS5-60-BE- 0007C (FCU- fuel conditioning module Generator set-3 (C) Trace heater Power JB-3)
| PS5-60-BE- 0028D | FED FROM: PS5-60-BE- 0007D (FCU- fuel conditioning module Generator set-4 (D) Trace heater Power JB-3)
| PS5-60-BE- 0028E | FED FROM: PS5-60-BE- 0007E (FCU- fuel conditioning module Generator set-5 (E) Trace heater Power JB-3)
| PS5-60-BE- 0028F | FED FROM: PS5-60-BE- 0007F (FCU- fuel conditioning module Generator set-6 (6) Trace heater Power JB-3)
| PS5-60-BE- 0028G | FED FROM: PS5-60-BE- 0007G (FCU- fuel conditioning module Generator set-7 (G) Trace heater Power JB-3)
PS5-60-01 - Power Generation Package A | PS5-60-BI- 0015A | FED FROM: PS5-60-IH- 0001A (GENERATOR A AUXILIARY MCC - Generator Elect. Building) ¦ FED FROM: PS5-60-IH- 0001A (GENERATOR A AUXILIARY MCC - Generator Elect. Building) ¦ FED FROM: PS5-60-IH- 0001A (GENERATOR A AUXILIARY MCC - Generator Elect. Building) ¦ SUPPLIES: PS5-60-IE-0002A (Local Display Panel (LDP) for Generator Set A) ¦ SUPPLIES: PS5-60-IE-0002A (Local Display Panel (LDP) for Generator Set A) ¦ SUPPLIES: PS5-60-IE-0002A (Local Display Panel (LDP) for Generator Set A) ¦ SUPPLIES: PS5-60-IE-0002A (Local Display Panel (LDP) for Generator Set A) ¦ SUPPLIES: PS5-60-IE-0003A (Generator control panel) ¦ SUPPLIES: PS5-60-IE-0003A (Generator control panel for generator set-1 (A)) ¦ SUPPLIES: PS5-60-IE-0003A (Generator control panel for generator set-1 (A)) ¦ SUPPLIES: PS5-60-IE-0003A (Generator control panel for generator set-1 (A))
PS5-60-04 - Power Generation Package B | PS5-60-BI- 0015B | FED FROM: PS5-60-IH- 0001B (GENERATOR B AUXILIARY MCC - Generator Elect.Building) ¦ FED FROM: PS5-60-IH- 0001B (GENERATOR B AUXILIARY MCC - Generator Elect.Building) ¦ FED FROM: PS5-60-IH- 0001B (GENERATOR B AUXILIARY MCC - Generator Elect.Building) ¦ SUPPLIES: PS5-60-IE-0002B (Local Display Panel (LDP) for Generator Set B) ¦ SUPPLIES: PS5-60-IE-0002B (Local Display Panel (LDP) for Generator Set B) ¦ SUPPLIES: PS5-60-IE-0002B (Local Display Panel (LDP) for Generator Set B) ¦ SUPPLIES: PS5-60-IE-0002B (Local Display Panel (LDP) for Generator Set B) ¦ SUPPLIES: PS5-60-IE-0003B (Generator control panel) ¦ SUPPLIES: PS5-60-IE-0003B (Generator control panel for generator set-2 (B)) ¦ SUPPLIES: PS5-60-IE-0003B (Generator control panel for generator set-2 (B)) ¦ SUPPLIES: PS5-60-IE-0003B (Generator control panel for generator set-2 (B))
PS5-60-10 - Power Generation Package D | PS5-60-BI- 0015D | FED FROM: PS5-60-IH- 0001D (GENERATOR D AUXILIARY MCC - Generator Elect. Building) ¦ FED FROM: PS5-60-IH- 0001D (GENERATOR D AUXILIARY MCC - Generator Elect. Building) ¦ FED FROM: PS5-60-IH- 0001D (GENERATOR D AUXILIARY MCC - Generator Elect. Building) ¦ SUPPLIES: PS5-60-IE- 0002D (Local Display Panel (LDP) for Generator Set D) ¦ SUPPLIES: PS5-60-IE- 0002D (Local Display Panel (LDP) for Generator Set D) ¦ SUPPLIES: PS5-60-IE- 0002D (Local Display Panel (LDP) for Generator Set D) ¦ SUPPLIES: PS5-60-IE- 0002D (Local Display Panel (LDP) for Generator Set D) ¦ SUPPLIES: PS5-60-IE- 0003D (Generator control panel) ¦ SUPPLIES: PS5-60-IE- 0003D (Generator control panel for generator set- 4 (D)) ¦ SUPPLIES: PS5-60-IE- 0003D (Generator control panel for generator set- 4 (D)) ¦ SUPPLIES: PS5-60-IE- 0003D (Generator control panel for generator set- 4 (D))
PS5-60-19 - Power Generation Package G | PS5-60-BI- 0015G | FED FROM: PS5-60-IH- 0001G (GENERATOR G AUXILIARY MCC - Generator Electrical Building) ¦ FED FROM: PS5-60-IH- 0001G (GENERATOR G AUXILIARY MCC - Generator Electrical Building) ¦ FED FROM: PS5-60-IH- 0001G (GENERATOR G AUXILIARY MCC - Generator Electrical Building) ¦ SUPPLIES: PS5-60-IE- 0002G (Local Display Panel (LDP) for Generator Set G) ¦ SUPPLIES: PS5-60-IE- 0002G (Local Display Panel (LDP) for Generator Set G) ¦ SUPPLIES: PS5-60-IE- 0002G (Local Display Panel (LDP) for Generator Set G) ¦ SUPPLIES: PS5-60-IE- 0002G (Local Display Panel (LDP) for Generator Set G) ¦ SUPPLIES: PS5-60-IE- 0003G (Generator control panel) ¦ SUPPLIES: PS5-60-IE- 0003G (Generator control panel for GENERATOR SET- 7 (G)) ¦ SUPPLIES: PS5-60-IE- 0003G (Generator control panel for GENERATOR SET- 7 (G)) ¦ SUPPLIES: PS5-60-IE- 0003G (Generator control panel for GENERATOR SET- 7 (G))
PS5-60-07 - Power Generation Package C | PS5-60-BI-0015C | FED FROM: PS5-60-IH- 0001C (GENERATOR C AUXILIARY MCC - Generator Elect. Building) ¦ FED FROM: PS5-60-IH- 0001C (GENERATOR C AUXILIARY MCC - Generator Elect. Building) ¦ FED FROM: PS5-60-IH- 0001C (GENERATOR C AUXILIARY MCC - Generator Elect. Building) ¦ SUPPLIES: PS5-60-IE-0002C (Local Display Panel (LDP) for Generator Set C) ¦ SUPPLIES: PS5-60-IE-0002C (Local Display Panel (LDP) for Generator Set C) ¦ SUPPLIES: PS5-60-IE-0002C (Local Display Panel (LDP) for Generator Set C) ¦ SUPPLIES: PS5-60-IE-0002C (Local Display Panel (LDP) for Generator Set C) ¦ SUPPLIES: PS5-60-IE-0003C (Generator control panel) ¦ SUPPLIES: PS5-60-IE-0003C (Generator control panel for generator set-3 (C)) ¦ SUPPLIES: PS5-60-IE-0003C (Generator control panel for generator set-3 (C)) ¦ SUPPLIES: PS5-60-IE-0003C (Generator control panel for generator set-3 (C))
PS5-60-13 - Power Generation Package E | PS5-60-BI-0015E | FED FROM: PS5-60-IH- 0001E (GENERATOR E AUXILIARYMCC - Generator Elect.Building) ¦ FED FROM: PS5-60-IH- 0001E (GENERATOR E AUXILIARYMCC - Generator Elect.Building) ¦ FED FROM: PS5-60-IH- 0001E (GENERATOR E AUXILIARYMCC - Generator Elect.Building) ¦ SUPPLIES: PS5-60-IE-0002E (Local Display Panel (LDP) for Generator Set E) ¦ SUPPLIES: PS5-60-IE-0002E (Local Display Panel (LDP) for Generator Set E) ¦ SUPPLIES: PS5-60-IE-0002E (Local Display Panel (LDP) for Generator Set E) ¦ SUPPLIES: PS5-60-IE-0002E (Local Display Panel (LDP) for Generator Set E) ¦ SUPPLIES: PS5-60-IE-0003E (Generator control panel) ¦ SUPPLIES: PS5-60-IE-0003E (Generator control panel for generator set- 5 (E)) ¦ SUPPLIES: PS5-60-IE-0003E (Generator control panel for generator set- 5 (E)) ¦ SUPPLIES: PS5-60-IE-0003E (Generator control panel for generator set- 5 (E))
PS5-60-16 - Power Generation Package F | PS5-60-BI-0015F | FED FROM: PS5-60-IH-0001F (GENERATOR F AUXILIARY MCC - Generator Elect. Building) ¦ FED FROM: PS5-60-IH-0001F (GENERATOR F AUXILIARY MCC - Generator Elect. Building) ¦ FED FROM: PS5-60-IH-0001F (GENERATOR F AUXILIARY MCC - Generator Elect. Building) ¦ SUPPLIES: PS5-60-IE-0002F (Local Display Panel (LDP) for Generator Set F) ¦ SUPPLIES: PS5-60-IE-0002F (Local Display Panel (LDP) for Generator Set F) ¦ SUPPLIES: PS5-60-IE-0002F (Local Display Panel (LDP) for Generator Set F) ¦ SUPPLIES: PS5-60-IE-0002F (Local Display Panel (LDP) for Generator Set F) ¦ SUPPLIES: PS5-60-IE-0003F (Generator control panel) ¦ SUPPLIES: PS5-60-IE-0003F (Generator control panel for generator set- 6 (F)) ¦ SUPPLIES: PS5-60-IE-0003F (Generator control panel for generator set- 6 (F)) ¦ SUPPLIES: PS5-60-IE-0003F (Generator control panel for generator set- 6 (F))
PS5-60-01 - Power Generation Package A | PS5-60-GE- 8100A | SUPPLIES: PS5-60-IJ-0001A (Neutral Grounding resistor for Generator set 1 (A)) ¦ SUPPLIES: PS5-61-IU- 0001A (11/33kV Transformer - 6.8 MVA) ¦ SUPPLIES: PS5-61-IU- 0001A (11/33kV Transformer - 6.8 MVA) ¦ SUPPLIES: PS5-61-IU- 0001A (11/33kV Transformer - 6.8 MVA)
PS5-60-04 - Power Generation Package B | PS5-60-GE- 8100B | SUPPLIES: PS5-60-IJ-0001B (Neutral Grounding resistor for Generator set 2 (B)) ¦ SUPPLIES: PS5-61-IU- 0001B (11/33kV Transformer - 6.8 MVA) ¦ SUPPLIES: PS5-61-IU- 0001B (11/33kV Transformer - 6.8 MVA) ¦ SUPPLIES: PS5-61-IU- 0001B (11/33kV Transformer - 6.8 MVA)
PS5-60-07 - Power Generation Package C | PS5-60-GE- 8100C | SUPPLIES: PS5-60-IJ-0001C (Neutral Grounding resistor for Generator set 3 (C)) ¦ SUPPLIES: PS5-61-IU- 0001C (11/33kV Transformer - 6.8 MVA) ¦ SUPPLIES: PS5-61-IU- 0001C (11/33kV Transformer - 6.8 MVA) ¦ SUPPLIES: PS5-61-IU- 0001C (11/33kV Transformer - 6.8 MVA)
PS5-60-10 - Power Generation Package D | PS5-60-GE- 8100D | SUPPLIES: PS5-60-IJ-0001D (Neutral Grounding resistor for Generator set 4 (D)) ¦ SUPPLIES: PS5-61-IU- 0001D (11/33kV Transformer - 6.8 MVA) ¦ SUPPLIES: PS5-61-IU- 0001D (11/33kV Transformer - 6.8 MVA) ¦ SUPPLIES: PS5-61-IU- 0001D (11/33kV Transformer - 6.8 MVA)
PS5-60-13 - Power Generation Package E | PS5-60-GE- 8100E | SUPPLIES: PS5-60-IJ-0001E (Neutral Grounding resistor for Generator set 5 (E)) ¦ SUPPLIES: PS5-61-IU- 0001E (11/33kV Transformer - 6.8 MVA) ¦ SUPPLIES: PS5-61-IU- 0001E (11/33kV Transformer - 6.8 MVA) ¦ SUPPLIES: PS5-61-IU- 0001E (11/33kV Transformer - 6.8 MVA)
PS5-60-16 - Power Generation Package F | PS5-60-GE- 8100F | SUPPLIES: PS5-60-IJ-0001F (Neutral Grounding resistor for Generator set 6 (F)) ¦ SUPPLIES: PS5-61-IU- 0001F (11/33kV Transformer - 6.8 MVA) ¦ SUPPLIES: PS5-61-IU- 0001F (11/33kV Transformer - 6.8 MVA) ¦ SUPPLIES: PS5-61-IU- 0001F (11/33kV Transformer - 6.8 MVA)
PS5-60-19 - Power Generation Package G | PS5-60-GE- 8100G | SUPPLIES: PS5-60-IJ-0001G (Neutral Grounding resistor for Generator set 7 (G)) ¦ SUPPLIES: PS5-61-IU- 0001G (11/33kV Transformer - 6.8 MVA) ¦ SUPPLIES: PS5-61-IU- 0001G (11/33kV Transformer - 6.8 MVA) ¦ SUPPLIES: PS5-61-IU- 0001G (11/33kV Transformer - 6.8 MVA)
PS5-60-10 - Power Generation Package D | PS5-60-IE- 0002D | FED FROM: PS5-60-BI- 0015D (CRO Generator Space Heater - Control Terminal Box) ¦ FED FROM: PS5-60-BI- 0015D (CRO Generator Space Heater - Control Terminal Box) ¦ FED FROM: PS5-60-BI- 0015D (CRO Generator Space Heater - Control Terminal Box) ¦ FED FROM: PS5-06-IG- 0004A (AC UPS DB - Generator Electrical Bldng) ¦ FED FROM: PS5-06-IG- 0004B (AC UPS DB - Generator Electrical Bldng) ¦ FED FROM: PS5-60-BI- 0015D (CRO Generator Space Heater - Control Terminal Box) ¦ SUPPLIES: PS5-60-IE- 0003D (Generator control panel for generator set- 4 (D))
PS5-60-19 - Power Generation Package G | PS5-60-IE- 0002G | FED FROM: PS5-60-BI- 0015G (CRO Generator Space Heater - Control Terminal Box) ¦ FED FROM: PS5-60-BI- 0015G (CRO Generator Space Heater - Control Terminal Box) ¦ FED FROM: PS5-60-BI- 0015G (CRO Generator Space Heater - Control Terminal Box) ¦ FED FROM: PS5-06-IG- 0004A (AC UPS DB - Generator Electrical Bldng) ¦ FED FROM: PS5-06-IG- 0004B (AC UPS DB - Generator Electrical Bldng) ¦ FED FROM: PS5-60-BI- 0015G (CRO Generator Space Heater - Control Terminal Box) ¦ SUPPLIES: PS5-60-IE- 0003G (Generator control panel for GENERATOR SET- 7 (G))
PS5-60-11 - Power Gen Package D (UCP) | PS5-60-IE- 0003D | FED FROM: PS5-60-BI- 0015D (CRO Generator Space Heater - Control Terminal Box) ¦ FED FROM: PS5-60-BI- 0015D (CRO Generator Space Heater - Control Terminal Box) ¦ FED FROM: PS5-60-BI- 0015D (CRO Generator Space Heater - Control Terminal Box) ¦ FED FROM: PS5-60-BI- 0005D (NER (D) Space Heater - Control Junction Box) ¦ FED FROM: PS5-60-BI- 0015D (CRO Generator Space Heater - Control Terminal Box) ¦ FED FROM: PS5-61-IJ-0001 (CBGS-0 33kV MV Switchgear, 1250A, IAC AFLR 25kA/3s) ¦ FED FROM: PS5-61-IJ-0001 (CBGS-0 33kV MV Switchgear, 1250A, IAC AFLR 25kA/3s) ¦ FED FROM: PS5-61-IJ-0001 (CBGS-0 33kV MV Switchgear, 1250A, IAC AFLR 25kA/3s) ¦ FED FROM: PS5-61-IJ-0001 (CBGS-0 33kV MV Switchgear, 1250A, IAC AFLR 25kA/3s) ¦ FED FROM: PS5-61-IJ-0001 (CBGS-0 33kV MV Switchgear, 1250A, IAC AFLR 25kA/3s) ¦ FED FROM: PS5-61-IJ-0001 (CBGS-0 33kV MV Switchgear, 1250A, IAC AFLR 25kA/3s) ¦ FED FROM: PS5-61-IJ-0001 (CBGS-0 33kV MV Switchgear, 1250A, IAC AFLR 25kA/3s) ¦ FED FROM: PS5-61-IJ-0001 (CBGS-0 33kV MV Switchgear, 1250A, IAC AFLR 25kA/3s) ¦ FED FROM: PS5-60-IE- 0002D (Local Display Panel (LDP) for Generator Set D) ¦ FED FROM: PS5-60-IE-0004 (Master Control Panel) ¦ FED FROM: PS5-06-IG- 0004A (AC UPS DB - Generator Electrical Bldng) ¦ FED FROM: PS5-06-IG- 0004B (AC UPS DB - Generator Electrical Bldng) ¦ SUPPLIES: PS5-61-IE-0002 (ECS 2 Panelboard) ¦ SUPPLIES: PS5-61-IJ-0001 (CBGS-0 33kV MV Switchgear, 1250A, IAC AFLR 25kA/3s)
PS5-60-20 - Power Gen Package G (UCP) | PS5-60-IE- 0003G | FED FROM: PS5-60-BI- 0015G (CRO Generator Space Heater - Control Terminal Box) ¦ FED FROM: PS5-60-BI- 0015G (CRO Generator Space Heater - Control Terminal Box) ¦ FED FROM: PS5-60-BI- 0015G (CRO Generator Space Heater - Control Terminal Box) ¦ FED FROM: PS5-60-BI- 0005G (NER (G) Space Heater - Control Junction Box) ¦ FED FROM: PS5-60-BI- 0015G (CRO Generator Space Heater - Control Terminal Box) ¦ FED FROM: PS5-61-IJ-0001 (CBGS-0 33kV MV Switchgear, 1250A, IAC AFLR 25kA/3s) ¦ FED FROM: PS5-61-IJ-0001 (CBGS-0 33kV MV Switchgear, 1250A, IAC AFLR 25kA/3s) ¦ FED FROM: PS5-61-IJ-0001 (CBGS-0 33kV MV Switchgear, 1250A, IAC AFLR 25kA/3s) ¦ FED FROM: PS5-61-IJ-0001 (CBGS-0 33kV MV Switchgear, 1250A, IAC AFLR 25kA/3s) ¦ FED FROM: PS5-61-IJ-0001 (CBGS-0 33kV MV Switchgear, 1250A, IAC AFLR 25kA/3s) ¦ FED FROM: PS5-61-IJ-0001 (CBGS-0 33kV MV Switchgear, 1250A, IAC AFLR 25kA/3s) ¦ FED FROM: PS5-61-IJ-0001 (CBGS-0 33kV MV Switchgear, 1250A, IAC AFLR 25kA/3s) ¦ FED FROM: PS5-61-IJ-0001 (CBGS-0 33kV MV Switchgear, 1250A, IAC AFLR 25kA/3s) ¦ FED FROM: PS5-60-IE- 0002G (Local Display Panel (LDP) for Generator Set G) ¦ FED FROM: PS5-60-IE-0004 (Master Control Panel) ¦ FED FROM: PS5-06-IG- 0004A (AC UPS DB - Generator Electrical Bldng) ¦ FED FROM: PS5-06-IG- 0004B (AC UPS DB - Generator Electrical Bldng) ¦ SUPPLIES: PS5-61-IE-0002 (ECS 2 Panelboard) ¦ SUPPLIES: PS5-61-IJ-0001 (CBGS-0 33kV MV Switchgear, 1250A, IAC AFLR 25kA/3s)
PS5-60-01 - Power Generation Package A | PS5-60-IE-0002A | FED FROM: PS5-60-BI- 0015A (CRO Generator Space Heater - Control Terminal Box) ¦ FED FROM: PS5-60-BI- 0015A (CRO Generator Space Heater - Control Terminal Box) ¦ FED FROM: PS5-60-BI- 0015A (CRO Generator Space Heater - Control Terminal Box) ¦ FED FROM: PS5-06-IG- 0004A (AC UPS DB - Generator Electrical Bldng) ¦ FED FROM: PS5-06-IG- 0004B (AC UPS DB - Generator Electrical Bldng) ¦ FED FROM: PS5-60-BI- 0015A (CRO Generator Space Heater - Control Terminal Box) ¦ SUPPLIES: PS5-60-IE-0003A (Generator control panel for generator set-1 (A))
PS5-60-04 - Power Generation Package B | PS5-60-IE-0002B | FED FROM: PS5-60-BI- 0015B (CRO Generator Space Heater - Control Terminal Box) ¦ FED FROM: PS5-60-BI- 0015B (CRO Generator Space Heater - Control Terminal Box) ¦ FED FROM: PS5-60-BI- 0015B (CRO Generator Space Heater - Control Terminal Box) ¦ FED FROM: PS5-06-IG- 0004A (AC UPS DB - Generator Electrical Bldng) ¦ FED FROM: PS5-06-IG- 0004B (AC UPS DB - Generator Electrical Bldng) ¦ FED FROM: PS5-60-BI- 0015B (CRO Generator Space Heater - Control Terminal Box) ¦ SUPPLIES: PS5-60-IE-0003B (Generator control panel for generator set-2 (B))
PS5-60-07 - Power Generation Package C | PS5-60-IE-0002C | FED FROM: PS5-60-BI-0015C (CRO Generator Space Heater - Control Terminal Box) ¦ FED FROM: PS5-60-BI-0015C (CRO Generator Space Heater - Control Terminal Box) ¦ FED FROM: PS5-60-BI-0015C (CRO Generator Space Heater - Control Terminal Box) ¦ FED FROM: PS5-06-IG- 0004A (AC UPS DB - Generator Electrical Bldng) ¦ FED FROM: PS5-06-IG- 0004B (AC UPS DB - Generator Electrical Bldng) ¦ FED FROM: PS5-60-BI-0015C (CRO Generator Space Heater - Control Terminal Box) ¦ SUPPLIES: PS5-60-IE-0003C (Generator control panel for generator set-3 (C))
PS5-60-13 - Power Generation Package E | PS5-60-IE-0002E | FED FROM: PS5-60-BI-0015E (CRO Generator Space Heater - Control Terminal Box) ¦ FED FROM: PS5-60-BI-0015E (CRO Generator Space Heater - Control Terminal Box) ¦ FED FROM: PS5-60-BI-0015E (CRO Generator Space Heater - Control Terminal Box) ¦ FED FROM: PS5-06-IG- 0004A (AC UPS DB - Generator Electrical Bldng) ¦ FED FROM: PS5-06-IG- 0004B (AC UPS DB - Generator Electrical Bldng) ¦ FED FROM: PS5-60-BI-0015E (CRO Generator Space Heater - Control Terminal Box) ¦ SUPPLIES: PS5-60-IE-0003E (Generator control panel for generator set- 5 (E))
PS5-60-16 - Power Generation Package F | PS5-60-IE-0002F | FED FROM: PS5-60-BI-0015F (CRO Generator Space Heater - Control Terminal Box) ¦ FED FROM: PS5-60-BI-0015F (CRO Generator Space Heater - Control Terminal Box) ¦ FED FROM: PS5-60-BI-0015F (CRO Generator Space Heater - Control Terminal Box) ¦ FED FROM: PS5-06-IG- 0004A (AC UPS DB - Generator Electrical Bldng) ¦ FED FROM: PS5-06-IG- 0004B (AC UPS DB - Generator Electrical Bldng) ¦ FED FROM: PS5-60-BI-0015F (CRO Generator Space Heater - Control Terminal Box) ¦ SUPPLIES: PS5-60-IE-0003F (Generator control panel for generator set- 6 (F))
PS5-60-02 - Power Gen Package A (UCP) | PS5-60-IE-0003A | FED FROM: PS5-60-BI- 0015A (CRO Generator Space Heater - Control Terminal Box) ¦ FED FROM: PS5-60-BI- 0015A (CRO Generator Space Heater - Control Terminal Box) ¦ FED FROM: PS5-60-BI- 0015A (CRO Generator Space Heater - Control Terminal Box) ¦ FED FROM: PS5-60-BI- 0005A (NER (A) Space Heater - Control Junction Box) ¦ FED FROM: PS5-60-BI- 0015A (CRO Generator Space Heater - Control Terminal Box) ¦ FED FROM: PS5-61-IJ-0001 (CBGS-0 33kV MV Switchgear, 1250A, IAC AFLR 25kA/3s) ¦ FED FROM: PS5-61-IJ-0001 (CBGS-0 33kV MV Switchgear, 1250A, IAC AFLR 25kA/3s) ¦ FED FROM: PS5-61-IJ-0001 (CBGS-0 33kV MV Switchgear, 1250A, IAC AFLR 25kA/3s) ¦ FED FROM: PS5-61-IJ-0001 (CBGS-0 33kV MV Switchgear, 1250A, IAC AFLR 25kA/3s) ¦ FED FROM: PS5-61-IJ-0001 (CBGS-0 33kV MV Switchgear, 1250A, IAC AFLR 25kA/3s) ¦ FED FROM: PS5-61-IJ-0001 (CBGS-0 33kV MV Switchgear, 1250A, IAC AFLR 25kA/3s) ¦ FED FROM: PS5-61-IJ-0001 (CBGS-0 33kV MV Switchgear, 1250A, IAC AFLR 25kA/3s) ¦ FED FROM: PS5-61-IJ-0001 (CBGS-0 33kV MV Switchgear, 1250A, IAC AFLR 25kA/3s) ¦ FED FROM: PS5-60-IE-0002A (Local Display Panel (LDP) for Generator Set A) ¦ FED FROM: PS5-60-IE-0004 (Master Control Panel) ¦ FED FROM: PS5-06-IG- 0004A (AC UPS DB - Generator Electrical Bldng) ¦ FED FROM: PS5-06-IG- 0004B (AC UPS DB - Generator Electrical Bldng) ¦ SUPPLIES: PS5-61-IE-0003 (ECS 3 Panelboard) ¦ SUPPLIES: PS5-61-IJ-0001 (CBGS-0 33kV MV Switchgear, 1250A, IAC AFLR 25kA/3s)
PS5-60-05 - Power Gen Package B (UCP) | PS5-60-IE-0003B | FED FROM: PS5-60-BI- 0015B (CRO Generator Space Heater - Control Terminal Box) ¦ FED FROM: PS5-60-BI- 0015B (CRO Generator Space Heater - Control Terminal Box) ¦ FED FROM: PS5-60-BI- 0015B (CRO Generator Space Heater - Control Terminal Box) ¦ FED FROM: PS5-60-BI- 0005B (NER (B) Space Heater - Control Junction Box) ¦ FED FROM: PS5-60-BI- 0015B (CRO Generator Space Heater - Control Terminal Box) ¦ FED FROM: PS5-61-IJ-0001 (CBGS-0 33kV MV Switchgear, 1250A, IAC AFLR 25kA/3s) ¦ FED FROM: PS5-61-IJ-0001 (CBGS-0 33kV MV Switchgear, 1250A, IAC AFLR 25kA/3s) ¦ FED FROM: PS5-61-IJ-0001 (CBGS-0 33kV MV Switchgear, 1250A, IAC AFLR 25kA/3s) ¦ FED FROM: PS5-61-IJ-0001 (CBGS-0 33kV MV Switchgear, 1250A, IAC AFLR 25kA/3s) ¦ FED FROM: PS5-61-IJ-0001 (CBGS-0 33kV MV Switchgear, 1250A, IAC AFLR 25kA/3s) ¦ FED FROM: PS5-61-IJ-0001 (CBGS-0 33kV MV Switchgear, 1250A, IAC AFLR 25kA/3s) ¦ FED FROM: PS5-61-IJ-0001 (CBGS-0 33kV MV Switchgear, 1250A, IAC AFLR 25kA/3s) ¦ FED FROM: PS5-61-IJ-0001 (CBGS-0 33kV MV Switchgear, 1250A, IAC AFLR 25kA/3s) ¦ FED FROM: PS5-60-IE-0002B (Local Display Panel (LDP) for Generator Set B) ¦ FED FROM: PS5-60-IE-0004 (Master Control Panel) ¦ FED FROM: PS5-06-IG- 0004A (AC UPS DB - Generator Electrical Bldng) ¦ FED FROM: PS5-06-IG- 0004B (AC UPS DB - Generator Electrical Bldng) ¦ SUPPLIES: PS5-61-IE-0003 (ECS 3 Panelboard) ¦ SUPPLIES: PS5-61-IJ-0001 (CBGS-0 33kV MV Switchgear, 1250A, IAC AFLR 25kA/3s)
PS5-60-08 - Power Gen Package C (UCP) | PS5-60-IE-0003C | FED FROM: PS5-60-BI-0015C (CRO Generator Space Heater - Control Terminal Box) ¦ FED FROM: PS5-60-BI-0015C (CRO Generator Space Heater - Control Terminal Box) ¦ FED FROM: PS5-60-BI-0015C (CRO Generator Space Heater - Control Terminal Box) ¦ FED FROM: PS5-60-BI-0005C (NER (C) Space Heater - Control Junction Box) ¦ FED FROM: PS5-60-BI-0015C (CRO Generator Space Heater - Control Terminal Box) ¦ FED FROM: PS5-61-IJ-0001 (CBGS-0 33kV MV Switchgear, 1250A, IAC AFLR 25kA/3s) ¦ FED FROM: PS5-61-IJ-0001 (CBGS-0 33kV MV Switchgear, 1250A, IAC AFLR 25kA/3s) ¦ FED FROM: PS5-61-IJ-0001 (CBGS-0 33kV MV Switchgear, 1250A, IAC AFLR 25kA/3s) ¦ FED FROM: PS5-61-IJ-0001 (CBGS-0 33kV MV Switchgear, 1250A, IAC AFLR 25kA/3s) ¦ FED FROM: PS5-61-IJ-0001 (CBGS-0 33kV MV Switchgear, 1250A, IAC AFLR 25kA/3s) ¦ FED FROM: PS5-61-IJ-0001 (CBGS-0 33kV MV Switchgear, 1250A, IAC AFLR 25kA/3s) ¦ FED FROM: PS5-61-IJ-0001 (CBGS-0 33kV MV Switchgear, 1250A, IAC AFLR 25kA/3s) ¦ FED FROM: PS5-61-IJ-0001 (CBGS-0 33kV MV Switchgear, 1250A, IAC AFLR 25kA/3s) ¦ FED FROM: PS5-60-IE-0002C (Local Display Panel (LDP) for Generator Set C) ¦ FED FROM: PS5-60-IE-0004 (Master Control Panel) ¦ FED FROM: PS5-06-IG- 0004A (AC UPS DB - Generator Electrical Bldng) ¦ FED FROM: PS5-06-IG- 0004B (AC UPS DB - Generator Electrical Bldng) ¦ SUPPLIES: PS5-61-IE-0003 (ECS 3 Panelboard) ¦ SUPPLIES: PS5-61-IJ-0001 (CBGS-0 33kV MV Switchgear, 1250A, IAC AFLR 25kA/3s)
PS5-60-14 - Power Gen Package E (UCP) | PS5-60-IE-0003E | FED FROM: PS5-60-BI-0015E (CRO Generator Space Heater - Control Terminal Box) ¦ FED FROM: PS5-60-BI-0015E (CRO Generator Space Heater - Control Terminal Box) ¦ FED FROM: PS5-60-BI-0015E (CRO Generator Space Heater - Control Terminal Box) ¦ FED FROM: PS5-60-BI-0005E (NER (E) Space Heater - Control Junction Box) ¦ FED FROM: PS5-60-BI-0015E (CRO Generator Space Heater - Control Terminal Box) ¦ FED FROM: PS5-61-IJ-0001 (CBGS-0 33kV MV Switchgear, 1250A, IAC AFLR 25kA/3s) ¦ FED FROM: PS5-61-IJ-0001 (CBGS-0 33kV MV Switchgear, 1250A, IAC AFLR 25kA/3s) ¦ FED FROM: PS5-61-IJ-0001 (CBGS-0 33kV MV Switchgear, 1250A, IAC AFLR 25kA/3s) ¦ FED FROM: PS5-61-IJ-0001 (CBGS-0 33kV MV Switchgear, 1250A, IAC AFLR 25kA/3s) ¦ FED FROM: PS5-61-IJ-0001 (CBGS-0 33kV MV Switchgear, 1250A, IAC AFLR 25kA/3s) ¦ FED FROM: PS5-61-IJ-0001 (CBGS-0 33kV MV Switchgear, 1250A, IAC AFLR 25kA/3s) ¦ FED FROM: PS5-61-IJ-0001 (CBGS-0 33kV MV Switchgear, 1250A, IAC AFLR 25kA/3s) ¦ FED FROM: PS5-61-IJ-0001 (CBGS-0 33kV MV Switchgear, 1250A, IAC AFLR 25kA/3s) ¦ FED FROM: PS5-60-IE-0002E (Local Display Panel (LDP) for Generator Set E) ¦ FED FROM: PS5-60-IE-0004 (Master Control Panel) ¦ FED FROM: PS5-06-IG- 0004A (AC UPS DB - Generator Electrical Bldng) ¦ FED FROM: PS5-06-IG- 0004B (AC UPS DB - Generator Electrical Bldng) ¦ SUPPLIES: PS5-61-IE-0002 (ECS 2 Panelboard) ¦ SUPPLIES: PS5-61-IJ-0001 (CBGS-0 33kV MV Switchgear, 1250A, IAC AFLR 25kA/3s)
PS5-60-17 - Power Gen Package F (UCP) | PS5-60-IE-0003F | FED FROM: PS5-60-BI-0015F (CRO Generator Space Heater - Control Terminal Box) ¦ FED FROM: PS5-60-BI-0015F (CRO Generator Space Heater - Control Terminal Box) ¦ FED FROM: PS5-60-BI-0015F (CRO Generator Space Heater - Control Terminal Box) ¦ FED FROM: PS5-60-BI-0005F (NER (F) Space Heater - Control Junction Box) ¦ FED FROM: PS5-60-BI-0015F (CRO Generator Space Heater - Control Terminal Box) ¦ FED FROM: PS5-61-IJ-0001 (CBGS-0 33kV MV Switchgear, 1250A, IAC AFLR 25kA/3s) ¦ FED FROM: PS5-61-IJ-0001 (CBGS-0 33kV MV Switchgear, 1250A, IAC AFLR 25kA/3s) ¦ FED FROM: PS5-61-IJ-0001 (CBGS-0 33kV MV Switchgear, 1250A, IAC AFLR 25kA/3s) ¦ FED FROM: PS5-61-IJ-0001 (CBGS-0 33kV MV Switchgear, 1250A, IAC AFLR 25kA/3s) ¦ FED FROM: PS5-61-IJ-0001 (CBGS-0 33kV MV Switchgear, 1250A, IAC AFLR 25kA/3s) ¦ FED FROM: PS5-61-IJ-0001 (CBGS-0 33kV MV Switchgear, 1250A, IAC AFLR 25kA/3s) ¦ FED FROM: PS5-61-IJ-0001 (CBGS-0 33kV MV Switchgear, 1250A, IAC AFLR 25kA/3s) ¦ FED FROM: PS5-61-IJ-0001 (CBGS-0 33kV MV Switchgear, 1250A, IAC AFLR 25kA/3s) ¦ FED FROM: PS5-60-IE-0002F (Local Display Panel (LDP) for Generator Set F) ¦ FED FROM: PS5-60-IE-0004 (Master Control Panel) ¦ FED FROM: PS5-06-IG- 0004A (AC UPS DB - Generator Electrical Bldng) ¦ FED FROM: PS5-06-IG- 0004B (AC UPS DB - Generator Electrical Bldng) ¦ SUPPLIES: PS5-61-IE-0002 (ECS 2 Panelboard) ¦ SUPPLIES: PS5-61-IJ-0001 (CBGS-0 33kV MV Switchgear, 1250A, IAC AFLR 25kA/3s)
PS5-60-22 - Power Gen Master UCP | PS5-60-IE-0004 | FED FROM: PS5-61-IJ-0001 (CBGS-0 33kV MV Switchgear, 1250A, IAC AFLR 25kA/3s) ¦ FED FROM: PS5-61-IJ-0001 (CBGS-0 33kV MV Switchgear, 1250A, IAC AFLR 25kA/3s) ¦ FED FROM: PS5-61-IJ-0001 (CBGS-0 33kV MV Switchgear, 1250A, IAC AFLR 25kA/3s) ¦ FED FROM: PS5-61-IJ-0001 (CBGS-0 33kV MV Switchgear, 1250A, IAC AFLR 25kA/3s) ¦ FED FROM: PS5-61-IJ-0001 (CBGS-0 33kV MV Switchgear, 1250A, IAC AFLR 25kA/3s) ¦ FED FROM: PS5-06-IG- 0004A (AC UPS DB - Generator Electrical Bldng) ¦ FED FROM: PS5-06-IG- 0004B (AC UPS DB - Generator Electrical Bldng) ¦ SUPPLIES: PS5-05-IE-8100 (Unit Control Panel) ¦ SUPPLIES: PS5-60-IE-0003A (Generator control panel for generator set-1 (A)) ¦ SUPPLIES: PS5-60-IE-0003B (Generator control panel for generator set-2 (B)) ¦ SUPPLIES: PS5-60-IE-0003C (Generator control panel for generator set-3 (C)) ¦ SUPPLIES: PS5-60-IE- 0003D (Generator control panel for generator set- 4 (D)) ¦ SUPPLIES: PS5-60-IE-0003E (Generator control panel for generator set- 5 (E)) ¦ SUPPLIES: PS5-60-IE-0003F (Generator control panel for generator set- 6 (F)) ¦ SUPPLIES: PS5-60-IE- 0003G (Generator control panel for GENERATOR SET- 7 (G))
PS5-60-03 - Power Gen Package A Generator Auxiliary MCCs & DBs | PS5-60-IH- 0001A | FED FROM: PS5-61-IK-0003 (0.4kV Switchboard) ¦ FED FROM: PS5-61-IK-0003 (0.4kV Switchboard) ¦ FED FROM: PS5-61-IK-0003 (0.4kV Switchboard) ¦ FED FROM: PS5-61-IK-0003 (0.4kV Switchboard) ¦ FED FROM: PS5-61-IK-0003 (0.4kV Switchboard) ¦ FED FROM: PS5-06-IG- 0004A (AC UPS DB - Generator Electrical Bldng) ¦ FED FROM: PS5-06-IG- 0004B (AC UPS DB - Generator Electrical Bldng) ¦ SUPPLIES: PS5-60-BE- 0003A (JWH- Generator set-1 (A) - JW power connection JB) ¦ SUPPLIES: PS5-60-BE- 0004A (Lube oil separator (heater) - JB) ¦ SUPPLIES: PS5-60-BE- 0005A (CRO Gen Pre-Lube and Barring Junction Box) ¦ SUPPLIES: PS5-60-BE- 0011A (CRO Generator- PowerJB) ¦ SUPPLIES: PS5-60-BE- 0011A (CRO Generator- PowerJB) ¦ SUPPLIES: PS5-60-BE- 0011A (CRO Generator- PowerJB) ¦ SUPPLIES: PS5-60-BE- 0011A (CRO Generator- PowerJB) ¦ SUPPLIES: PS5-60-BE- 0011A (CRO Generator- PowerJB) ¦ SUPPLIES: PS5-60-BE- 0011A (CRO Generator- PowerJB) ¦ SUPPLIES: PS5-60-BE- 0011B (CRO Generator- PowerJB) ¦ SUPPLIES: PS5-60-BE- 0011B (CRO Generator- PowerJB) ¦ SUPPLIES: PS5-60-BE- 0011B (CRO Generator- PowerJB) ¦ SUPPLIES: PS5-60-BE- 0011B (CRO Generator- PowerJB) ¦ SUPPLIES: PS5-60-BE- 0011B (CRO Generator- PowerJB) ¦ SUPPLIES: PS5-60-BE- 0011B (CRO Generator- PowerJB) ¦ SUPPLIES: PS5-60-BE- 0024A (Tip Cooling Pump motor - Junction Box) ¦ SUPPLIES: PS5-60-BE- 0024A (Tip Cooling Pump motor - Junction Box) ¦ SUPPLIES: PS5-60-BE- 0025A (Junction Box - Injector Tip Cooling Radiator (A)- OIL cooler) ¦ SUPPLIES: PS5-60-BE- 0026A (CW Module - Junction Box) ¦ SUPPLIES: PS5-60-BE- 0026A (CW Module - Junction Box) ¦ SUPPLIES: PS5-60-BI- 0005A (NER (A) Space Heater - Control Junction Box) ¦ SUPPLIES: PS5-60-BI- 0015A (CRO Generator Space Heater - Control Terminal Box) ¦ SUPPLIES: PS5-60-BI- 0015A (CRO Generator Space Heater - Control Terminal Box) ¦ SUPPLIES: PS5-60-BI- 0015A (CRO Generator Space Heater - Control Terminal Box) ¦ SUPPLIES: PS5-60-IN- 0001A (Lube oil separator genarator set-1 (A)) ¦ SUPPLIES: PS5-60-IN- 0002A (Fuel Conditioning Unit Control Panel - Generator Set-1 (A)) ¦ SUPPLIES: PS5-60-IN- 0002A (Fuel Conditioning Unit Control Panel - Generator Set-1 (A)) ¦ SUPPLIES: PS5-60-ISO- 62800A (Socket For Barring Device (Gen. A & Gen. B)) ¦ SUPPLIES: PS5-60-VS- 9100A (Oil Mist Eliminator- CCV) ¦ SUPPLIES: PS5-61-BI-0001 (Power Transformer A Auxiliaries- Instrument Junction Box)
PS5-60-06 - Power Gen Package B Generator Auxiliary MCCs & DBs | PS5-60-IH- 0001B | FED FROM: PS5-61-IK-0003 (0.4kV Switchboard) ¦ FED FROM: PS5-61-IK-0003 (0.4kV Switchboard) ¦ FED FROM: PS5-61-IK-0003 (0.4kV Switchboard) ¦ FED FROM: PS5-61-IK-0003 (0.4kV Switchboard) ¦ FED FROM: PS5-61-IK-0003 (0.4kV Switchboard) ¦ FED FROM: PS5-06-IG- 0004A (AC UPS DB - Generator Electrical Bldng) ¦ FED FROM: PS5-06-IG- 0004B (AC UPS DB - Generator Electrical Bldng) ¦ SUPPLIES: PS5-60-BE- 0003B (JWH- Generator set-1 (B) - JW power connection JB) ¦ SUPPLIES: PS5-60-BE- 0004B (Lube oil separator (heater) - JB) ¦ SUPPLIES: PS5-60-BE- 0005B (CRO Gen Pre-Lube and Barring Junction Box) ¦ SUPPLIES: PS5-60-BE- 0012A (CRO Generator- PowerJB) ¦ SUPPLIES: PS5-60-BE- 0012A (CRO Generator- PowerJB) ¦ SUPPLIES: PS5-60-BE- 0012A (CRO Generator- PowerJB) ¦ SUPPLIES: PS5-60-BE- 0012A (CRO Generator- PowerJB) ¦ SUPPLIES: PS5-60-BE- 0012A (CRO Generator- PowerJB) ¦ SUPPLIES: PS5-60-BE- 0012A (CRO Generator- PowerJB) ¦ SUPPLIES: PS5-60-BE- 0012B (CRO Generator- PowerJB) ¦ SUPPLIES: PS5-60-BE- 0012B (CRO Generator- PowerJB) ¦ SUPPLIES: PS5-60-BE- 0012B (CRO Generator- PowerJB) ¦ SUPPLIES: PS5-60-BE- 0012B (CRO Generator- PowerJB) ¦ SUPPLIES: PS5-60-BE- 0012B (CRO Generator- PowerJB) ¦ SUPPLIES: PS5-60-BE- 0012B (CRO Generator- PowerJB) ¦ SUPPLIES: PS5-60-BE- 0024B (Tip Cooling Pump motor - Junction Box) ¦ SUPPLIES: PS5-60-BE- 0024B (Tip Cooling Pump motor - Junction Box) ¦ SUPPLIES: PS5-60-BE- 0025B (Junction Box - Injector Tip Cooling Radiator (B)- OIL cooler) ¦ SUPPLIES: PS5-60-BE- 0026B (CW Module - Junction Box) ¦ SUPPLIES: PS5-60-BE- 0026B (CW Module - Junction Box) ¦ SUPPLIES: PS5-60-BI- 0005B (NER (B) Space Heater - Control Junction Box) ¦ SUPPLIES: PS5-60-BI- 0015B (CRO Generator Space Heater - Control Terminal Box) ¦ SUPPLIES: PS5-60-BI- 0015B (CRO Generator Space Heater - Control Terminal Box) ¦ SUPPLIES: PS5-60-BI- 0015B (CRO Generator Space Heater - Control Terminal Box) ¦ SUPPLIES: PS5-60-DD- 62800B (Eletrical barring device) ¦ SUPPLIES: PS5-60-IN- 0001B (Lube oil separator genarator set-2 (B)) ¦ SUPPLIES: PS5-60-IN- 0002B (Fuel Conditioning Unit Control Panel - Generator Set-2 (B)) ¦ SUPPLIES: PS5-60-IN- 0002B (Fuel Conditioning Unit Control Panel - Generator Set-2 (B)) ¦ SUPPLIES: PS5-60-VS- 9100B (Oil Mist Eliminator- CCV) ¦ SUPPLIES: PS5-61-BI-0002 (Power Transformer B Auxiliaries - Instrument Junction Box)
PS5-60-09 - Power Gen Package C Generator Auxiliary MCCs & DBs | PS5-60-IH- 0001C | FED FROM: PS5-61-IK-0003 (0.4kV Switchboard) ¦ FED FROM: PS5-61-IK-0003 (0.4kV Switchboard) ¦ FED FROM: PS5-61-IK-0003 (0.4kV Switchboard) ¦ FED FROM: PS5-61-IK-0003 (0.4kV Switchboard) ¦ FED FROM: PS5-61-IK-0003 (0.4kV Switchboard) ¦ FED FROM: PS5-06-IG- 0004B (AC UPS DB - Generator Electrical Bldng) ¦ FED FROM: PS5-06-IG- 0004A (AC UPS DB - Generator Electrical Bldng) ¦ SUPPLIES: PS5-60-BE- 0003C (JWH- Generator set-1 (C) - JW power connection JB) ¦ SUPPLIES: PS5-60-BE- 0004C (Lube oil separator (heater) - JB) ¦ SUPPLIES: PS5-60-BE- 0005C (CRO Gen Pre-Lube and Barring Junction Box) ¦ SUPPLIES: PS5-60-BE- 0013A (CRO Generator- PowerJB) ¦ SUPPLIES: PS5-60-BE- 0013A (CRO Generator- PowerJB) ¦ SUPPLIES: PS5-60-BE- 0013A (CRO Generator- PowerJB) ¦ SUPPLIES: PS5-60-BE- 0013A (CRO Generator- PowerJB) ¦ SUPPLIES: PS5-60-BE- 0013A (CRO Generator- PowerJB) ¦ SUPPLIES: PS5-60-BE- 0013A (CRO Generator- PowerJB) ¦ SUPPLIES: PS5-60-BE- 0013B (CRO Generator- PowerJB) ¦ SUPPLIES: PS5-60-BE- 0013B (CRO Generator- PowerJB) ¦ SUPPLIES: PS5-60-BE- 0013B (CRO Generator- PowerJB) ¦ SUPPLIES: PS5-60-BE- 0013B (CRO Generator- PowerJB) ¦ SUPPLIES: PS5-60-BE- 0013B (CRO Generator- PowerJB) ¦ SUPPLIES: PS5-60-BE- 0013B (CRO Generator- PowerJB) ¦ SUPPLIES: PS5-60-BE- 0024C (Tip Cooling Pump motor - Junction Box) ¦ SUPPLIES: PS5-60-BE- 0024C (Tip Cooling Pump motor - Junction Box) ¦ SUPPLIES: PS5-60-BE- 0025C (Junction Box - Injector Tip Cooling Radiator (C)- OIL cooler) ¦ SUPPLIES: PS5-60-BE- 0026C (CW Module - Junction Box) ¦ SUPPLIES: PS5-60-BE- 0026C (CW Module - Junction Box) ¦ SUPPLIES: PS5-60-BI-0005C (NER (C) Space Heater - Control Junction Box) ¦ SUPPLIES: PS5-60-BI-0015C (CRO Generator Space Heater - Control Terminal Box) ¦ SUPPLIES: PS5-60-BI-0015C (CRO Generator Space Heater - Control Terminal Box) ¦ SUPPLIES: PS5-60-BI-0015C (CRO Generator Space Heater - Control Terminal Box) ¦ SUPPLIES: PS5-60-IN- 0001C (Lube oil separator genarator set-3 (C)) ¦ SUPPLIES: PS5-60-IN- 0002C (Fuel Conditioning Unit Control Panel - Generator Set-3 (C)) ¦ SUPPLIES: PS5-60-IN- 0002C (Fuel Conditioning Unit Control Panel - Generator Set-3 (C)) ¦ SUPPLIES: PS5-60-ISO- 62800C (Socket For Barring Device (Gen. C & Gen. D)) ¦ SUPPLIES: PS5-60-VS- 9100C (Oil Mist Eliminator- CCV) ¦ SUPPLIES: PS5-61-BI-0003 (Power Transformer C Auxiliaries - Instrument Junction Box)
PS5-60-12 - Power Gen Package D Generator Auxiliary MCCs & DBs | PS5-60-IH- 0001D | FED FROM: PS5-61-IK-0003 (0.4kV Switchboard) ¦ FED FROM: PS5-61-IK-0003 (0.4kV Switchboard) ¦ FED FROM: PS5-61-IK-0003 (0.4kV Switchboard) ¦ FED FROM: PS5-61-IK-0003 (0.4kV Switchboard) ¦ FED FROM: PS5-61-IK-0003 (0.4kV Switchboard) ¦ FED FROM: PS5-06-IG- 0004B (AC UPS DB - Generator Electrical Bldng) ¦ FED FROM: PS5-06-IG- 0004A (AC UPS DB - Generator Electrical Bldng) ¦ SUPPLIES: PS5-60-BE- 0003D (JWH- Generator set-1 (D) - JW power connection JB) ¦ SUPPLIES: PS5-60-BE- 0004D (Lube oil separator (heater) - JB) ¦ SUPPLIES: PS5-60-BE- 0005D (CRO Gen Pre-Lube and Barring Junction Box) ¦ SUPPLIES: PS5-60-BE- 0014A (CRO Generator- PowerJB) ¦ SUPPLIES: PS5-60-BE- 0014A (CRO Generator- PowerJB) ¦ SUPPLIES: PS5-60-BE- 0014A (CRO Generator- PowerJB) ¦ SUPPLIES: PS5-60-BE- 0014A (CRO Generator- PowerJB) ¦ SUPPLIES: PS5-60-BE- 0014A (CRO Generator- PowerJB) ¦ SUPPLIES: PS5-60-BE- 0014A (CRO Generator- PowerJB) ¦ SUPPLIES: PS5-60-BE- 0014B (CRO Generator- PowerJB) ¦ SUPPLIES: PS5-60-BE- 0014B (CRO Generator- PowerJB) ¦ SUPPLIES: PS5-60-BE- 0014B (CRO Generator- PowerJB) ¦ SUPPLIES: PS5-60-BE- 0014B (CRO Generator- PowerJB) ¦ SUPPLIES: PS5-60-BE- 0014B (CRO Generator- PowerJB) ¦ SUPPLIES: PS5-60-BE- 0014B (CRO Generator- PowerJB) ¦ SUPPLIES: PS5-60-BE- 0024D (Tip Cooling Pump motor - Junction Box) ¦ SUPPLIES: PS5-60-BE- 0024D (Tip Cooling Pump motor - Junction Box) ¦ SUPPLIES: PS5-60-BE- 0025D (Junction Box - njector Tip Cooling Radiator (D)- OIL cooler) ¦ SUPPLIES: PS5-60-BE- 0026D (CW Module - Junction Box) ¦ SUPPLIES: PS5-60-BE- 0026D (CW Module - Junction Box) ¦ SUPPLIES: PS5-60-BI- 0005D (NER (D) Space Heater - Control Junction Box) ¦ SUPPLIES: PS5-60-BI- 0015D (CRO Generator Space Heater - Control Terminal Box) ¦ SUPPLIES: PS5-60-BI- 0015D (CRO Generator Space Heater - Control Terminal Box) ¦ SUPPLIES: PS5-60-BI- 0015D (CRO Generator Space Heater - Control Terminal Box) ¦ SUPPLIES: PS5-60-DD- 62800D (Eletrical barring device) ¦ SUPPLIES: PS5-60-IN- 0001D (Lube oil separator genarator set-4 (D)) ¦ SUPPLIES: PS5-60-IN- 0002D (Fuel Conditioning Unit Control Panel - Generator Set-4 (D)) ¦ SUPPLIES: PS5-60-IN- 0002D (Fuel Conditioning Unit Control Panel - Generator Set-4 (D)) ¦ SUPPLIES: PS5-60-VS- 9100D (Oil Mist Eliminator- CCV) ¦ SUPPLIES: PS5-61-BI-0004 (Power Transformer D Auxiliaries - Instrument Junction Box)
PS5-60-15 - Power Gen Package E Generator Auxiliary MCCs & DBs | PS5-60-IH- 0001E | FED FROM: PS5-61-IK-0003 (0.4kV Switchboard) ¦ FED FROM: PS5-61-IK-0003 (0.4kV Switchboard) ¦ FED FROM: PS5-61-IK-0003 (0.4kV Switchboard) ¦ FED FROM: PS5-61-IK-0003 (0.4kV Switchboard) ¦ FED FROM: PS5-61-IK-0003 (0.4kV Switchboard) ¦ FED FROM: PS5-06-IG- 0004B (AC UPS DB - Generator Electrical Bldng) ¦ FED FROM: PS5-06-IG- 0004A (AC UPS DB - Generator Electrical Bldng) ¦ SUPPLIES: PS5-60-BE- 0003E (JWH- Generator set-1 (E) - JW power connection JB) ¦ SUPPLIES: PS5-60-BE- 0004E (Lube oil separator (heater) - JB) ¦ SUPPLIES: PS5-60-BE- 0005E (CRO Gen Pre-Lube and Barring Junction Box) ¦ SUPPLIES: PS5-60-BE- 0015A (CRO Generator- PowerJB) ¦ SUPPLIES: PS5-60-BE- 0015A (CRO Generator- PowerJB) ¦ SUPPLIES: PS5-60-BE- 0015A (CRO Generator- PowerJB) ¦ SUPPLIES: PS5-60-BE- 0015A (CRO Generator- PowerJB) ¦ SUPPLIES: PS5-60-BE- 0015A (CRO Generator- PowerJB) ¦ SUPPLIES: PS5-60-BE- 0015A (CRO Generator- PowerJB) ¦ SUPPLIES: PS5-60-BE- 0015B (CRO Generator- PowerJB) ¦ SUPPLIES: PS5-60-BE- 0015B (CRO Generator- PowerJB) ¦ SUPPLIES: PS5-60-BE- 0015B (CRO Generator- PowerJB) ¦ SUPPLIES: PS5-60-BE- 0015B (CRO Generator- PowerJB) ¦ SUPPLIES: PS5-60-BE- 0015B (CRO Generator- PowerJB) ¦ SUPPLIES: PS5-60-BE- 0015B (CRO Generator- PowerJB) ¦ SUPPLIES: PS5-60-BE- 0024E (Tip Cooling Pump motor - Junction Box) ¦ SUPPLIES: PS5-60-BE- 0024E (Tip Cooling Pump motor - Junction Box) ¦ SUPPLIES: PS5-60-BE- 0025E (Junction Box - Injector Tip Cooling Radiator (E)- OIL cooler) ¦ SUPPLIES: PS5-60-BE- 0026E (CW Module - Junction Box) ¦ SUPPLIES: PS5-60-BE- 0026E (CW Module - Junction Box) ¦ SUPPLIES: PS5-60-BI-0005E (NER (E) Space Heater - Control Junction Box) ¦ SUPPLIES: PS5-60-BI-0015E (CRO Generator Space Heater - Control Terminal Box) ¦ SUPPLIES: PS5-60-BI-0015E (CRO Generator Space Heater - Control Terminal Box) ¦ SUPPLIES: PS5-60-BI-0015E (CRO Generator Space Heater - Control Terminal Box) ¦ SUPPLIES: PS5-60-IN- 0001E (Lube oil separator genarator set-5 (E)) ¦ SUPPLIES: PS5-60-IN- 0002E (Fuel Conditioning Unit Control Panel - Generator Set-5 (E)) ¦ SUPPLIES: PS5-60-IN- 0002E (Fuel Conditioning Unit Control Panel - Generator Set-5 (E)) ¦ SUPPLIES: PS5-60-ISO- 62800E (Socket For Barring Device (Gen. E & Gen. F)) ¦ SUPPLIES: PS5-60-VS- 9100E (Oil Mist Eliminator- CCV) ¦ SUPPLIES: PS5-61-BI-0005 (Power Transformer E - Auxiliaries Instrument Junction Box)
PS5-60-21 - Power Gen Package G Generator Auxiliary MCCs & DBs | PS5-60-IH- 0001G | FED FROM: PS5-61-IK-0003 (0.4kV Switchboard) ¦ FED FROM: PS5-61-IK-0003 (0.4kV Switchboard) ¦ FED FROM: PS5-61-IK-0003 (0.4kV Switchboard) ¦ FED FROM: PS5-61-IK-0003 (0.4kV Switchboard) ¦ FED FROM: PS5-61-IK-0003 (0.4kV Switchboard) ¦ FED FROM: PS5-06-IG- 0004A (AC UPS DB - Generator Electrical Bldng) ¦ FED FROM: PS5-06-IG- 0004B (AC UPS DB - Generator Electrical Bldng) ¦ SUPPLIES: PS5-60-BE- 0003G (JWH- Generator set-1 (G) - JW power connection JB) ¦ SUPPLIES: PS5-60-BE- 0004G (Lube oil separator (heater) - JB) ¦ SUPPLIES: PS5-60-BE- 0005G (CRO Gen Pre-Lube and Barring Junction Box) ¦ SUPPLIES: PS5-60-BE- 0017A (CRO Generator- PowerJB) ¦ SUPPLIES: PS5-60-BE- 0017A (CRO Generator- PowerJB) ¦ SUPPLIES: PS5-60-BE- 0017A (CRO Generator- PowerJB) ¦ SUPPLIES: PS5-60-BE- 0017A (CRO Generator- PowerJB) ¦ SUPPLIES: PS5-60-BE- 0017A (CRO Generator- PowerJB) ¦ SUPPLIES: PS5-60-BE- 0017A (CRO Generator- PowerJB) ¦ SUPPLIES: PS5-60-BE- 0017B (CRO Generator- PowerJB) ¦ SUPPLIES: PS5-60-BE- 0017B (CRO Generator- PowerJB) ¦ SUPPLIES: PS5-60-BE- 0017B (CRO Generator- PowerJB) ¦ SUPPLIES: PS5-60-BE- 0017B (CRO Generator- PowerJB) ¦ SUPPLIES: PS5-60-BE- 0017B (CRO Generator- PowerJB) ¦ SUPPLIES: PS5-60-BE- 0017B (CRO Generator- PowerJB) ¦ SUPPLIES: PS5-60-BE- 0024G (Tip Cooling Pump motor - Junction Box) ¦ SUPPLIES: PS5-60-BE- 0024G (Tip Cooling Pump motor - Junction Box) ¦ SUPPLIES: PS5-60-BE- 0025G (Junction Box - Injector Tip Cooling Radiator (G)- OIL cooler) ¦ SUPPLIES: PS5-60-BE- 0026G (CW Module - Junction Box) ¦ SUPPLIES: PS5-60-BE- 0026G (CW Module - Junction Box) ¦ SUPPLIES: PS5-60-BI- 0005G (NER (G) Space Heater - Control Junction Box) ¦ SUPPLIES: PS5-60-BI- 0015G (CRO Generator Space Heater - Control Terminal Box) ¦ SUPPLIES: PS5-60-BI- 0015G (CRO Generator Space Heater - Control Terminal Box) ¦ SUPPLIES: PS5-60-BI- 0015G (CRO Generator Space Heater - Control Terminal Box) ¦ SUPPLIES: PS5-60-IN- 0001G (Lube oil separator genarator set-7 (G)) ¦ SUPPLIES: PS5-60-IN- 0002G (Fuel Conditioning Unit Control Panel - Generator Set-7 (G)) ¦ SUPPLIES: PS5-60-IN- 0002G (Fuel Conditioning Unit Control Panel - Generator Set-7 (G)) ¦ SUPPLIES: PS5-60-ISO- 62800G (Socket For Barring Device (Gen. G)) ¦ SUPPLIES: PS5-60-VS- 9100G (Oil Mist Eliminator- CCV) ¦ SUPPLIES: PS5-61-BI-0007 (Power Transformer G Auxiliaries - Instrument Junction Box)
PS5-60-18 - Power Gen Package F Generator Auxiliary MCCs & DBs | PS5-60-IH-0001F | FED FROM: PS5-61-IK-0003 (0.4kV Switchboard) ¦ FED FROM: PS5-61-IK-0003 (0.4kV Switchboard) ¦ FED FROM: PS5-61-IK-0003 (0.4kV Switchboard) ¦ FED FROM: PS5-61-IK-0003 (0.4kV Switchboard) ¦ FED FROM: PS5-61-IK-0003 (0.4kV Switchboard) ¦ FED FROM: PS5-06-IG- 0004B (AC UPS DB - Generator Electrical Bldng) ¦ FED FROM: PS5-06-IG- 0004A (AC UPS DB - Generator Electrical Bldng) ¦ SUPPLIES: PS5-60-BE- 0003F (JWH- Generator set-1 (F) - JW power connection JB) ¦ SUPPLIES: PS5-60-BE- 0004F (Lube oil separator (heater) - JB) ¦ SUPPLIES: PS5-60-BE- 0005F (CRO Gen Pre-Lube and Barring Junction Box) ¦ SUPPLIES: PS5-60-BE- 0016A (CRO Generator- Control JB) ¦ SUPPLIES: PS5-60-BE- 0016A (CRO Generator- Control JB) ¦ SUPPLIES: PS5-60-BE- 0016A (CRO Generator- Control JB) ¦ SUPPLIES: PS5-60-BE- 0016A (CRO Generator- Control JB) ¦ SUPPLIES: PS5-60-BE- 0016A (CRO Generator- Control JB) ¦ SUPPLIES: PS5-60-BE- 0016A (CRO Generator- Control JB) ¦ SUPPLIES: PS5-60-BE- 0016B (CRO Generator- Control JB) ¦ SUPPLIES: PS5-60-BE- 0016B (CRO Generator- Control JB) ¦ SUPPLIES: PS5-60-BE- 0016B (CRO Generator- Control JB) ¦ SUPPLIES: PS5-60-BE- 0016B (CRO Generator- Control JB) ¦ SUPPLIES: PS5-60-BE- 0016B (CRO Generator- Control JB) ¦ SUPPLIES: PS5-60-BE- 0016B (CRO Generator- Control JB) ¦ SUPPLIES: PS5-60-BE- 0024F (Tip Cooling Pump motor - Junction Box) ¦ SUPPLIES: PS5-60-BE- 0024F (Tip Cooling Pump motor - Junction Box) ¦ SUPPLIES: PS5-60-BE- 0025F (Junction Box - Injector Tip Cooling Radiator (F)- OIL cooler) ¦ SUPPLIES: PS5-60-BE- 0026F (CW Module - Junction Box) ¦ SUPPLIES: PS5-60-BE- 0026F (CW Module - Junction Box) ¦ SUPPLIES: PS5-60-BI-0005F (NER (F) Space Heater - Control Junction Box) ¦ SUPPLIES: PS5-60-BI-0015F (CRO Generator Space Heater - Control Terminal Box) ¦ SUPPLIES: PS5-60-BI-0015F (CRO Generator Space Heater - Control Terminal Box) ¦ SUPPLIES: PS5-60-BI-0015F (CRO Generator Space Heater - Control Terminal Box) ¦ SUPPLIES: PS5-60-DD- 62800F (Eletrical barring device) ¦ SUPPLIES: PS5-60-IN- 0001F (Lube oil separator genarator set-6 (F)) ¦ SUPPLIES: PS5-60-IN- 0002F (Fuel Conditioning Unit Control Panel - Generator Set-6 (F)) ¦ SUPPLIES: PS5-60-IN- 0002F (Fuel Conditioning Unit Control Panel - Generator Set-6 (F)) ¦ SUPPLIES: PS5-60-VS- 9100F (Oil Mist Eliminator- CCV) ¦ SUPPLIES: PS5-61-BI-0006 (Power Transformer F Auxiliaries - Instrument Junction Box)
PS5-60-22 - Power Gen Master UCP | PS5-60-IH-0002 | FED FROM: PS5-61-IK-0003 (0.4kV Switchboard) ¦ FED FROM: PS5-61-IK-0003 (0.4kV Switchboard) ¦ FED FROM: PS5-06-IG- 0004A (AC UPS DB - Generator Electrical Bldng) ¦ FED FROM: PS5-06-IG- 0004B (AC UPS DB - Generator Electrical Bldng) ¦ FED FROM: PS5-61-IK-0003 (0.4kV Switchboard) ¦ FED FROM: PS5-61-IK-0003 (0.4kV Switchboard) ¦ FED FROM: PS5-61-IK-0003 (0.4kV Switchboard) ¦ FED FROM: PS5-61-IK-0003 (0.4kV Switchboard) ¦ FED FROM: PS5-61-IK-0003 (0.4kV Switchboard) ¦ FED FROM: PS5-61-IK-0003 (0.4kV Switchboard) ¦ FED FROM: PS5-61-IK-0003 (0.4kV Switchboard) ¦ FED FROM: PS5-61-IK-0003 (0.4kV Switchboard) ¦ SUPPLIES: PS5-60-BE-0001 (Compressed air skid Battery Charger - JB) ¦ SUPPLIES: PS5-60-BE-0001 (Compressed air skid Battery Charger - JB) ¦ SUPPLIES: PS5-60-BE-0002 (Compressed air Instru. skid Battery Charger - JB) ¦ SUPPLIES: PS5-60-BE-0002 (Compressed air Instru. skid Battery Charger - JB) ¦ SUPPLIES: PS5-60-BE-0002 (Compressed air Instru. skid Battery Charger - JB) ¦ SUPPLIES: PS5-60-BE- 0021A (Chimney (1) Aviation Lights - JB) ¦ SUPPLIES: PS5-60-BE- 0021B (Chimney (2) Aviation Lights - JB) ¦ SUPPLIES: PS5-71-IN-0001 (DFO- SEPARATOR CONTROL PANEL) ¦ SUPPLIES: PS5-71-IN-0002 (CRO-PRE PRESSURECONTROL PANEL) ¦ SUPPLIES: PS5-71-IN-0003 (DFO- PRE PRESSURE CONTROL PANEL) ¦ SUPPLIES: PS5-71-IN- 0004A (CRO- SEPARATOR CONTROL PANEL-1) ¦ SUPPLIES: PS5-71-IN- 0004B (CRO- SEPARATOR CONTROL PANEL-2)
PS5-60-01 - Power Generation Package A | PS5-60-IJ-0001A | FED FROM: PS5-60-GE- 8100A (Power Generator)
PS5-60-04 - Power Generation Package B | PS5-60-IJ-0001B | FED FROM: PS5-60-GE- 8100B (Power Generator)
PS5-60-07 - Power Generation Package C | PS5-60-IJ-0001C | FED FROM: PS5-60-GE- 8100C (Power Generator)
PS5-60-10 - Power Generation Package D | PS5-60-IJ-0001D | FED FROM: PS5-60-GE- 8100D (Power Generator)
PS5-60-13 - Power Generation Package E | PS5-60-IJ-0001E | FED FROM: PS5-60-GE- 8100E (Power Generator)
PS5-60-16 - Power Generation Package F | PS5-60-IJ-0001F | FED FROM: PS5-60-GE- 8100F (Power Generator)
PS5-60-19 - Power Generation Package G | PS5-60-IJ-0001G | FED FROM: PS5-60-GE- 8100G (Power Generator)
PS5-60-57 - Fuel Conditioning Module PS5-60-UZ-8900A (UCP) | PS5-60-IN- 0002A | FED FROM: PS5-60-IH- 0001A (GENERATOR A AUXILIARY MCC - Generator Elect. Building) ¦ FED FROM: PS5-60-IH- 0001A (GENERATOR A AUXILIARY MCC - Generator Elect. Building) ¦ FED FROM: PS5-06-IG- 0004A (AC UPS DB - Generator Electrical Bldng) ¦ FED FROM: PS5-06-IG- 0004B (AC UPS DB - Generator Electrical Bldng) ¦ SUPPLIES: PS5-60-BE- 0007A (FCU- fuel conditioning module Generator set-1 (A) Trace heater Power JB-3) ¦ SUPPLIES: PS5-60-BE- 0007A (FCU- fuel conditioning module Generator set-1 (A) Trace heater Power JB-3) ¦ SUPPLIES: PS5-60-BE- 0007A (FCU- fuel conditioning module Generator set-1 (A) Trace heater Power JB-3) ¦ SUPPLIES: PS5-60-BI- 0006A (FCU- fuel conditioning module Generator set-1 (A) control junction box- Exe) ¦ SUPPLIES: PS5-60-BI- 0006A (FCU- fuel conditioning module Generator set-1 (A) control junction box- Exe) ¦ SUPPLIES: PS5-60-BI- 0006A (FCU- fuel conditioning module Generator set-1 (A) control junction box- Exe) ¦ SUPPLIES: PS5-60-BI- 0006A (FCU- fuel conditioning module Generator set-1 (A) control junction box- Exe) ¦ SUPPLIES: PS5-60-BI- 0006A (FCU- fuel conditioning module Generator set-1 (A) control junction box- Exe) ¦ SUPPLIES: PS5-60-BI- 0006A (FCU- fuel conditioning module Generator set-1 (A) control junction box- Exe) ¦ SUPPLIES: PS5-60-BI- 0006A (FCU- fuel conditioning module Generator set-1 (A) control junction box- Exe) ¦ SUPPLIES: PS5-60-BI- 0006A (FCU- fuel conditioning module Generator set-1 (A) control junction box- Exe) ¦ SUPPLIES: PS5-60-BI- 0006A (FCU- fuel conditioning module Generator set-1 (A) control junction box- Exe) ¦ SUPPLIES: PS5-60-BI- 0006A (FCU- fuel conditioning module Generator set-1 (A) control junction box- Exe) ¦ SUPPLIES: PS5-60-BI- 0006A (FCU- fuel conditioning module Generator set-1 (A) control junction box- Exe) ¦ SUPPLIES: PS5-60-BI- 0017A (FCU- fuel conditioning module Generator set-1 (A) control junction box- EX-i) ¦ SUPPLIES: PS5-60-EA- 2900A (DIESEL OIL COOLER A)
PS5-60-59 - Fuel Conditioning Module PS5-60-UZ-8900B (UCP) | PS5-60-IN- 0002B | FED FROM: PS5-60-IH- 0001B (GENERATOR B AUXILIARY MCC - Generator Elect.Building) ¦ FED FROM: PS5-60-IH- 0001B (GENERATOR B AUXILIARY MCC - Generator Elect.Building) ¦ FED FROM: PS5-06-IG- 0004A (AC UPS DB - Generator Electrical Bldng) ¦ FED FROM: PS5-06-IG- 0004B (AC UPS DB - Generator Electrical Bldng) ¦ SUPPLIES: PS5-60-BE- 0007B (FCU- fuel conditioning module Generator set-2 (B) Trace heater Power JB-3) ¦ SUPPLIES: PS5-60-BE- 0007B (FCU- fuel conditioning module Generator set-2 (B) Trace heater Power JB-3) ¦ SUPPLIES: PS5-60-BE- 0007B (FCU- fuel conditioning module Generator set-2 (B) Trace heater Power JB-3) ¦ SUPPLIES: PS5-60-BI- 0006B (FCU- fuel conditioning module Generator set-2 (B) control junction box- Exe) ¦ SUPPLIES: PS5-60-BI- 0006B (FCU- fuel conditioning module Generator set-2 (B) control junction box- Exe) ¦ SUPPLIES: PS5-60-BI- 0006B (FCU- fuel conditioning module Generator set-2 (B) control junction box- Exe) ¦ SUPPLIES: PS5-60-BI- 0006B (FCU- fuel conditioning module Generator set-2 (B) control junction box- Exe) ¦ SUPPLIES: PS5-60-BI- 0006B (FCU- fuel conditioning module Generator set-2 (B) control junction box- Exe) ¦ SUPPLIES: PS5-60-BI- 0006B (FCU- fuel conditioning module Generator set-2 (B) control junction box- Exe) ¦ SUPPLIES: PS5-60-BI- 0006B (FCU- fuel conditioning module Generator set-2 (B) control junction box- Exe) ¦ SUPPLIES: PS5-60-BI- 0006B (FCU- fuel conditioning module Generator set-2 (B) control junction box- Exe) ¦ SUPPLIES: PS5-60-BI- 0006B (FCU- fuel conditioning module Generator set-2 (B) control junction box- Exe) ¦ SUPPLIES: PS5-60-BI- 0006B (FCU- fuel conditioning module Generator set-2 (B) control junction box- Exe) ¦ SUPPLIES: PS5-60-BI- 0006B (FCU- fuel conditioning module Generator set-2 (B) control junction box- Exe) ¦ SUPPLIES: PS5-60-BI- 0017B (FCU- fuel conditioning module Generator set-2 (B) control junction box- EX-i) ¦ SUPPLIES: PS5-60-EA- 2900B (DIESEL OIL COOLER B)
PS5-60-61 - Fuel Conditioning Module PS5-60-UZ-8900C (UCP) | PS5-60-IN- 0002C | FED FROM: PS5-60-IH- 0001C (GENERATOR C AUXILIARY MCC - Generator Elect. Building) ¦ FED FROM: PS5-60-IH- 0001C (GENERATOR C AUXILIARY MCC - Generator Elect. Building) ¦ FED FROM: PS5-06-IG- 0004A (AC UPS DB - Generator Electrical Bldng) ¦ FED FROM: PS5-06-IG- 0004B (AC UPS DB - Generator Electrical Bldng) ¦ SUPPLIES: PS5-60-BE- 0007C (FCU- fuel conditioning module Generator set-3 (C) Trace heater Power JB-3) ¦ SUPPLIES: PS5-60-BE- 0007C (FCU- fuel conditioning module Generator set-3 (C) Trace heater Power JB-3) ¦ SUPPLIES: PS5-60-BE- 0007C (FCU- fuel conditioning module Generator set-3 (C) Trace heater Power JB-3) ¦ SUPPLIES: PS5-60-BI-0006C (FCU- fuel conditioning module Generator set-3 (C) control junction box- Exe) ¦ SUPPLIES: PS5-60-BI-0006C (FCU- fuel conditioning module Generator set-3 (C) control junction box- Exe) ¦ SUPPLIES: PS5-60-BI-0006C (FCU- fuel conditioning module Generator set-3 (C) control junction box- Exe) ¦ SUPPLIES: PS5-60-BI-0006C (FCU- fuel conditioning module Generator set-3 (C) control junction box- Exe) ¦ SUPPLIES: PS5-60-BI-0006C (FCU- fuel conditioning module Generator set-3 (C) control junction box- Exe) ¦ SUPPLIES: PS5-60-BI-0006C (FCU- fuel conditioning module Generator set-3 (C) control junction box- Exe) ¦ SUPPLIES: PS5-60-BI-0006C (FCU- fuel conditioning module Generator set-3 (C) control junction box- Exe) ¦ SUPPLIES: PS5-60-BI-0006C (FCU- fuel conditioning module Generator set-3 (C) control junction box- Exe) ¦ SUPPLIES: PS5-60-BI-0006C (FCU- fuel conditioning module Generator set-3 (C) control junction box- Exe) ¦ SUPPLIES: PS5-60-BI-0006C (FCU- fuel conditioning module Generator set-3 (C) control junction box- Exe) ¦ SUPPLIES: PS5-60-BI-0006C (FCU- fuel conditioning module Generator set-3 (C) control junction box- Exe) ¦ SUPPLIES: PS5-60-BI-0017C (FCU- fuel conditioning module Generator set-3 (C) control junction box- EX-i) ¦ SUPPLIES: PS5-60-EA- 2900C (DIESEL OIL COOLER C)
PS5-60-63 - Fuel Conditioning Module PS5-60-UZ-8900D (UCP) | PS5-60-IN- 0002D | FED FROM: PS5-60-IH- 0001D (GENERATOR D AUXILIARY MCC - Generator Elect. Building) ¦ FED FROM: PS5-60-IH- 0001D (GENERATOR D AUXILIARY MCC - Generator Elect. Building) ¦ FED FROM: PS5-06-IG- 0004A (AC UPS DB - Generator Electrical Bldng) ¦ FED FROM: PS5-06-IG- 0004B (AC UPS DB - Generator Electrical Bldng) ¦ SUPPLIES: PS5-60-BE- 0007D (FCU- fuel conditioning module Generator set-4 (D) Trace heater Power JB-3) ¦ SUPPLIES: PS5-60-BE- 0007D (FCU- fuel conditioning module Generator set-4 (D) Trace heater Power JB-3) ¦ SUPPLIES: PS5-60-BE- 0007D (FCU- fuel conditioning module Generator set-4 (D) Trace heater Power JB-3) ¦ SUPPLIES: PS5-60-BI- 0006D (FCU- fuel conditioning module Generator set-4 (D) control junction box- Exe) ¦ SUPPLIES: PS5-60-BI- 0006D (FCU- fuel conditioning module Generator set-4 (D) control junction box- Exe) ¦ SUPPLIES: PS5-60-BI- 0006D (FCU- fuel conditioning module Generator set-4 (D) control junction box- Exe) ¦ SUPPLIES: PS5-60-BI- 0006D (FCU- fuel conditioning module Generator set-4 (D) control junction box- Exe) ¦ SUPPLIES: PS5-60-BI- 0006D (FCU- fuel conditioning module Generator set-4 (D) control junction box- Exe) ¦ SUPPLIES: PS5-60-BI- 0006D (FCU- fuel conditioning module Generator set-4 (D) control junction box- Exe) ¦ SUPPLIES: PS5-60-BI- 0006D (FCU- fuel conditioning module Generator set-4 (D) control junction box- Exe) ¦ SUPPLIES: PS5-60-BI- 0006D (FCU- fuel conditioning module Generator set-4 (D) control junction box- Exe) ¦ SUPPLIES: PS5-60-BI- 0006D (FCU- fuel conditioning module Generator set-4 (D) control junction box- Exe) ¦ SUPPLIES: PS5-60-BI- 0006D (FCU- fuel conditioning module Generator set-4 (D) control junction box- Exe) ¦ SUPPLIES: PS5-60-BI- 0006D (FCU- fuel conditioning module Generator set-4 (D) control junction box- Exe) ¦ SUPPLIES: PS5-60-BI- 0017D (FCU- fuel conditioning module Generator set-4 (D) control junction box- EX-i) ¦ SUPPLIES: PS5-60-EA- 2900D (DIESEL OIL COOLER D)
PS5-60-65 - Fuel Conditioning Module PS5-60-UZ-8900E (UCP) | PS5-60-IN- 0002E | FED FROM: PS5-60-IH- 0001E (GENERATOR E AUXILIARYMCC - Generator Elect.Building) ¦ FED FROM: PS5-60-IH- 0001E (GENERATOR E AUXILIARYMCC - Generator Elect.Building) ¦ FED FROM: PS5-06-IG- 0004A (AC UPS DB - Generator Electrical Bldng) ¦ FED FROM: PS5-06-IG- 0004B (AC UPS DB - Generator Electrical Bldng) ¦ SUPPLIES: PS5-60-BE- 0007E (FCU- fuel conditioning module Generator set-5 (E) Trace heater Power JB-3) ¦ SUPPLIES: PS5-60-BE- 0007E (FCU- fuel conditioning module Generator set-5 (E) Trace heater Power JB-3) ¦ SUPPLIES: PS5-60-BE- 0007E (FCU- fuel conditioning module Generator set-5 (E) Trace heater Power JB-3) ¦ SUPPLIES: PS5-60-BI-0006E (FCU- fuel conditioning module Generator set-5 (E) control junction box- Exe) ¦ SUPPLIES: PS5-60-BI-0006E (FCU- fuel conditioning module Generator set-5 (E) control junction box- Exe) ¦ SUPPLIES: PS5-60-BI-0006E (FCU- fuel conditioning module Generator set-5 (E) control junction box- Exe) ¦ SUPPLIES: PS5-60-BI-0006E (FCU- fuel conditioning module Generator set-5 (E) control junction box- Exe) ¦ SUPPLIES: PS5-60-BI-0006E (FCU- fuel conditioning module Generator set-5 (E) control junction box- Exe) ¦ SUPPLIES: PS5-60-BI-0006E (FCU- fuel conditioning module Generator set-5 (E) control junction box- Exe) ¦ SUPPLIES: PS5-60-BI-0006E (FCU- fuel conditioning module Generator set-5 (E) control junction box- Exe) ¦ SUPPLIES: PS5-60-BI-0006E (FCU- fuel conditioning module Generator set-5 (E) control junction box- Exe) ¦ SUPPLIES: PS5-60-BI-0006E (FCU- fuel conditioning module Generator set-5 (E) control junction box- Exe) ¦ SUPPLIES: PS5-60-BI-0006E (FCU- fuel conditioning module Generator set-5 (E) control junction box- Exe) ¦ SUPPLIES: PS5-60-BI-0006E (FCU- fuel conditioning module Generator set-5 (E) control junction box- Exe) ¦ SUPPLIES: PS5-60-BI-0017E (FCU- fuel conditioning module Generator set-5 (E) control junction box- EX-i) ¦ SUPPLIES: PS5-60-EA- 2900E (DIESEL OIL COOLER E)
PS5-60-67 - Fuel Conditioning Module PS5-60-UZ-8900F (UCP) | PS5-60-IN- 0002F | FED FROM: PS5-60-IH-0001F (GENERATOR F AUXILIARY MCC - Generator Elect. Building) ¦ FED FROM: PS5-60-IH-0001F (GENERATOR F AUXILIARY MCC - Generator Elect. Building) ¦ FED FROM: PS5-06-IG- 0004A (AC UPS DB - Generator Electrical Bldng) ¦ FED FROM: PS5-06-IG- 0004B (AC UPS DB - Generator Electrical Bldng) ¦ SUPPLIES: PS5-60-BE- 0007F (FCU- fuel conditioning module Generator set-6 (6) Trace heater Power JB-3) ¦ SUPPLIES: PS5-60-BE- 0007F (FCU- fuel conditioning module Generator set-6 (6) Trace heater Power JB-3) ¦ SUPPLIES: PS5-60-BE- 0007F (FCU- fuel conditioning module Generator set-6 (6) Trace heater Power JB-3) ¦ SUPPLIES: PS5-60-BI-0006F (FCU- fuel conditioning module Generator set-6 (F) control junction box- Exe) ¦ SUPPLIES: PS5-60-BI-0006F (FCU- fuel conditioning module Generator set-6 (F) control junction box- Exe) ¦ SUPPLIES: PS5-60-BI-0006F (FCU- fuel conditioning module Generator set-6 (F) control junction box- Exe) ¦ SUPPLIES: PS5-60-BI-0006F (FCU- fuel conditioning module Generator set-6 (F) control junction box- Exe) ¦ SUPPLIES: PS5-60-BI-0006F (FCU- fuel conditioning module Generator set-6 (F) control junction box- Exe) ¦ SUPPLIES: PS5-60-BI-0006F (FCU- fuel conditioning module Generator set-6 (F) control junction box- Exe) ¦ SUPPLIES: PS5-60-BI-0006F (FCU- fuel conditioning module Generator set-6 (F) control junction box- Exe) ¦ SUPPLIES: PS5-60-BI-0006F (FCU- fuel conditioning module Generator set-6 (F) control junction box- Exe) ¦ SUPPLIES: PS5-60-BI-0006F (FCU- fuel conditioning module Generator set-6 (F) control junction box- Exe) ¦ SUPPLIES: PS5-60-BI-0006F (FCU- fuel conditioning module Generator set-6 (F) control junction box- Exe) ¦ SUPPLIES: PS5-60-BI-0006F (FCU- fuel conditioning module Generator set-6 (F) control junction box- Exe) ¦ SUPPLIES: PS5-60-BI-0017F (FCU- fuel conditioning module Generator set-6 (F) control junction box- EX-i) ¦ SUPPLIES: PS5-60-EA- 2900F (DIESEL OIL COOLER F)
PS5-60-69 - Fuel Conditioning Module PS5-60-UZ-8900G (UCP) | PS5-60-IN- 0002G | FED FROM: PS5-60-IH- 0001G (GENERATOR G AUXILIARY MCC - Generator Electrical Building) ¦ FED FROM: PS5-60-IH- 0001G (GENERATOR G AUXILIARY MCC - Generator Electrical Building) ¦ FED FROM: PS5-06-IG- 0004A (AC UPS DB - Generator Electrical Bldng) ¦ FED FROM: PS5-06-IG- 0004B (AC UPS DB - Generator Electrical Bldng) ¦ SUPPLIES: PS5-60-BE- 0007G (FCU- fuel conditioning module Generator set-7 (G) Trace heater Power JB-3) ¦ SUPPLIES: PS5-60-BE- 0007G (FCU- fuel conditioning module Generator set-7 (G) Trace heater Power JB-3) ¦ SUPPLIES: PS5-60-BE- 0007G (FCU- fuel conditioning module Generator set-7 (G) Trace heater Power JB-3) ¦ SUPPLIES: PS5-60-BI- 0006G (FCU- fuel conditioning module Generator set-7 (G) control junction box- Exe) ¦ SUPPLIES: PS5-60-BI- 0006G (FCU- fuel conditioning module Generator set-7 (G) control junction box- Exe) ¦ SUPPLIES: PS5-60-BI- 0006G (FCU- fuel conditioning module Generator set-7 (G) control junction box- Exe) ¦ SUPPLIES: PS5-60-BI- 0006G (FCU- fuel conditioning module Generator set-7 (G) control junction box- Exe) ¦ SUPPLIES: PS5-60-BI- 0006G (FCU- fuel conditioning module Generator set-7 (G) control junction box- Exe) ¦ SUPPLIES: PS5-60-BI- 0006G (FCU- fuel conditioning module Generator set-7 (G) control junction box- Exe) ¦ SUPPLIES: PS5-60-BI- 0006G (FCU- fuel conditioning module Generator set-7 (G) control junction box- Exe) ¦ SUPPLIES: PS5-60-BI- 0006G (FCU- fuel conditioning module Generator set-7 (G) control junction box- Exe) ¦ SUPPLIES: PS5-60-BI- 0006G (FCU- fuel conditioning module Generator set-7 (G) control junction box- Exe) ¦ SUPPLIES: PS5-60-BI- 0006G (FCU- fuel conditioning module Generator set-7 (G) control junction box- Exe) ¦ SUPPLIES: PS5-60-BI- 0006G (FCU- fuel conditioning module Generator set-7 (G) control junction box- Exe) ¦ SUPPLIES: PS5-60-BI- 0017G (FCU- fuel conditioning module Generator set-7 (G) control junction box- EX-i) ¦ SUPPLIES: PS5-60-EA- 2900G (DIESEL OIL COOLER G)
PS5-03-14 - FZ-14 - Power Generation Building - Switchgear Room | PS5-60-SEA- 0001 | FED FROM: PS5-06-IG- 0004A (AC UPS DB - Generator Electrical Bldng) ¦ FED FROM: PS5-06-IG- 0004B (AC UPS DB - Generator Electrical Bldng)
PS5-61-08 - Electrical Control System | PS5-61-IE-0002 | FED FROM: PS5-61-IU-0010 (LLHT Oil Transformer, EACOP North , 0.696 MVA, ONAN, Motorised, DETC, CAPT, 9 steps, 33 / 3.35-1.75 Kv) ¦ FED FROM: PS5-61-IU-0010 (LLHT Oil Transformer, EACOP North , 0.696 MVA, ONAN, Motorised, DETC, CAPT, 9 steps, 33 / 3.35-1.75 Kv) ¦ FED FROM: PS5-61-IU-0010 (LLHT Oil Transformer, EACOP North , 0.696 MVA, ONAN, Motorised, DETC, CAPT, 9 steps, 33 / 3.35-1.75 Kv) ¦ FED FROM: PS5-61-IU-0011 (LLHT Oil Transformer, EACOP South, 1.248 MVA, ONAN, Motorised, DETC, CAPT, 9 steps, 33 / 6-3.2 kV) ¦ FED FROM: PS5-61-IU-0011 (LLHT Oil Transformer, EACOP South, 1.248 MVA, ONAN, Motorised, DETC, CAPT, 9 steps, 33 / 6-3.2 kV) ¦ FED FROM: PS5-61-IU-0011 (LLHT Oil Transformer, EACOP South, 1.248 MVA, ONAN, Motorised, DETC, CAPT, 9 steps, 33 / 6-3.2 kV) ¦ FED FROM: PS5-60-IE- 0003D (Generator control panel for generator set- 4 (D)) ¦ FED FROM: PS5-60-IE-0003E (Generator control panel for generator set- 5 (E)) ¦ FED FROM: PS5-60-IE-0003F (Generator control panel for generator set- 6 (F)) ¦ FED FROM: PS5-60-IE- 0003G (Generator control panel for GENERATOR SET- 7 (G)) ¦ SUPPLIES: PS5-05-IE-8100 (Unit Control Panel) ¦ SUPPLIES: PS5-05-IE-8100 (Unit Control Panel) ¦ SUPPLIES: PS5-05-IE-8100 (Unit Control Panel) ¦ SUPPLIES: PS5-06-GU- 0003A (AC UPS A - Generator Electrical Building) ¦ SUPPLIES: PS5-06-GU- 0003B (AC UPS B - Generator Electrical Building) ¦ SUPPLIES: PS5-06-IG- 0004A (AC UPS DB - Generator Electrical Bldng) ¦ SUPPLIES: PS5-06-IG- 0004B (AC UPS DB - Generator Electrical Bldng) ¦ SUPPLIES: PS5-61-IDH- 3100B (Variable Speed Drive - Export Pump) ¦ SUPPLIES: PS5-61-IDH- 3100C (Variable Speed Drive - Export Pump) ¦ SUPPLIES: PS5-61-IG-0006 (Outdoor Normal L&SP DB - Field (South Side)) ¦ SUPPLIES: PS5-61-IG-0007 (Outdoor Normal Lighting DB - Field - (North Side)) ¦ SUPPLIES: PS5-61-IG-0042 (MOV DB - Field) ¦ SUPPLIES: PS5-61-IG-0043 (MOV DB - Field)
PS5-61-08 - Electrical Control System | PS5-61-IE-0003 | FED FROM: PS5-82-IN-0001 (MCC for Sewage Treatment Package) ¦ FED FROM: PS5-60-IE-0003A (Generator control panel for generator set-1 (A)) ¦ FED FROM: PS5-60-IE-0003B (Generator control panel for generator set-2 (B)) ¦ FED FROM: PS5-60-IE-0003C (Generator control panel for generator set-3 (C)) ¦ SUPPLIES: PS5-05-IG-0004 (Outdoor Emergency Lighting DB - Field - (South Side)) ¦ SUPPLIES: PS5-05-IG-0006 (Outdoor Emergency Lighting DB - Field - (North Side)) ¦ SUPPLIES: PS5-05-IG-0025 (Indoor Emergency L&SP DB - Generator Building) ¦ SUPPLIES: PS5-05-IG-0026 (Indoor Emergency L&SP DB - Generator Electrical Building) ¦ SUPPLIES: PS5-61-IDH- 3100A (Variable Speed Drive - Export Pump) ¦ SUPPLIES: PS5-61-IG-0014 (Outdoor Power DB - Field(North)) ¦ SUPPLIES: PS5-61-IG-0015 (CRO Generator Building Normal L&SP Distribution Board PS-5) ¦ SUPPLIES: PS5-61-IG-0016 (Generator Electrical Building Normal L&SP Distribution Board PS-5)
| PS5-61-IG- 0012A | FED FROM: PS5-61-IK-0001 (0.4kV Switchboard)
| PS5-61-IG- 0012B | FED FROM: PS5-61-IK-0001 (0.4kV Switchboard)
| PS5-61-IG- 0012C | FED FROM: PS5-61-IK-0001 (0.4kV Switchboard)
PS5-0H-01 - HIPPS | PS5-61-IG-0008 | SUPPLIES: PS5-01-LA-0001 (HIPPS (OPPS) CABINET) ¦ SUPPLIES: PS5-25-IE-0001 (VTMS Cabinet for Export Pump cabinet) ¦ SUPPLIES: PS5-26-LA-0001 (UCP for PS5 Crude Fuel Oil Consumption Meter for Power Gen Package) ¦ SUPPLIES: PS5-61-ISR-0101 (33kV Shunt Reactor - 3.63 MVAr) ¦ SUPPLIES: PS5-61-ISR-0102 (33kV Shunt Reactor - 7.2 MVAR) ¦ SUPPLIES: PS5-61-IU-0010 (LLHT Oil Transformer, EACOP North , 0.696 MVA, ONAN, Motorised, DETC, CAPT, 9 steps, 33 / 3.35-1.75 Kv) ¦ SUPPLIES: PS5-61-IU-0010 (LLHT Oil Transformer, EACOP North , 0.696 MVA, ONAN, Motorised, DETC, CAPT, 9 steps, 33 / 3.35-1.75 Kv) ¦ SUPPLIES: PS5-61-IU-0011 (LLHT Oil Transformer, EACOP South, 1.248 MVA, ONAN, Motorised, DETC, CAPT, 9 steps, 33 / 6-3.2 kV) ¦ SUPPLIES: PS5-61-IU-0011 (LLHT Oil Transformer, EACOP South, 1.248 MVA, ONAN, Motorised, DETC, CAPT, 9 steps, 33 / 6-3.2 kV) ¦ SUPPLIES: PS5-61-IV- 0001A (Distribution Transformer, Main LV MCC 0.42kV, 2.5MVA, ONAN, Dyn11, 33 / 0.42 kV) ¦ SUPPLIES: PS5-61-IV-0001B (Distribution Transformer, Main LV MCC 0.42kV, 2.5MVA, ONAN, Dyn11, 33 / 0.42 kV) ¦ SUPPLIES: PS5-61-NER- 0010 (NER of LLHT Transformer 0.696MVA, Dyn11, 33/1.75-3.35kV) ¦ SUPPLIES: PS5-61-NER- 0011 (NER of LLHT Transformer 1.247MVA, Dyn11, 33/3.2-6kV) ¦ SUPPLIES: PS5-63-IV-0010 (Earthing Transformer , 3368A, 33 kV) ¦ SUPPLIES: PS5-63-IV-0011 (Earthing Transformer , 3368A, 33 kV) ¦ SUPPLIES: PS5-63-NER- 0010 (NER for Earthing Transformer (PS5-63-IV- 0010)) ¦ SUPPLIES: PS5-63-NER- 0011 (NER for Earthing Transformer (PS5-63-IV- 0011))
PS5-62-10 - CRO Generator Building Normal L&SP DB - PS5-61-IG-0015 | PS5-61-IG-0015 | FED FROM: PS5-61-IE-0003 (ECS 3 Panelboard) ¦ FED FROM: PS5-61-IK-0006 (0.4kV Switchboard)
PS5-62-11 - CRO Generator Electrical Building Normal L&SP DB - PS5-61-IG-0016 | PS5-61-IG-0016 | FED FROM: PS5-61-IE-0003 (ECS 3 Panelboard) ¦ FED FROM: PS5-61-IK-0006 (0.4kV Switchboard) ¦ SUPPLIES: PS5-01-LB-0004 (Gaseous package system skid - control panel) ¦ SUPPLIES: PS5-08-11CB- 1901 (TELECOM SIE Cabinet) ¦ SUPPLIES: PS5-61-IK-0003 (0.4kV Switchboard) ¦ SUPPLIES: PS5-61-IK-0003 (0.4kV Switchboard) ¦ SUPPLIES: PS5-61-IK-0003 (0.4kV Switchboard) ¦ SUPPLIES: PS5-61-IK-0006 (0.4kV Switchboard) ¦ SUPPLIES: PS5-61-IK-0006 (0.4kV Switchboard) ¦ SUPPLIES: PS5-61-IV- 0002A (Distribution Transformer, Power generator BLD 0.42kV, 2.5MVA, ONAN , Dyn11, 33 / 0.42 kV) ¦ SUPPLIES: PS5-61-IV-0002B (Distribution Transformer, Power generator BLD 0.42kV, 2.5MVA, ONAN , Dyn11, 33 / 0.42 kV) ¦ SUPPLIES: PS5-61-IV- 0007A (Distribution Transformer, New Power generator BLD 0.42kV, 2MVA, ONAN , Dyn11, 33 / 0.42 kV) ¦ SUPPLIES: PS5-61-IV-0007B (Distribution Transformer, New Power generator BLD 0.42kV, 2MVA, ONAN , Dyn11, 33 / 0.42 kV)
PS5-09-03 - HVAC for Generator Building | PS5-61-IH-0004 | FED FROM: PS5-61-IK-0006 (0.4kV Switchboard) ¦ FED FROM: PS5-61-IK-0006 (0.4kV Switchboard) ¦ FED FROM: PS5-61-IK-0006 (0.4kV Switchboard) ¦ FED FROM: PS5-61-IK-0006 (0.4kV Switchboard) ¦ FED FROM: PS5-61-IK-0006 (0.4kV Switchboard) ¦ FED FROM: PS5-61-IK-0006 (0.4kV Switchboard) ¦ FED FROM: PS5-61-IK-0006 (0.4kV Switchboard) ¦ FED FROM: PS5-61-IK-0006 (0.4kV Switchboard) ¦ FED FROM: PS5-61-IK-0006 (0.4kV Switchboard) ¦ FED FROM: PS5-61-IK-0006 (0.4kV Switchboard) ¦ FED FROM: PS5-61-IK-0006 (0.4kV Switchboard) ¦ FED FROM: PS5-61-IK-0006 (0.4kV Switchboard) ¦ FED FROM: PS5-61-IK-0006 (0.4kV Switchboard) ¦ FED FROM: PS5-61-IK-0006 (0.4kV Switchboard) ¦ FED FROM: PS5-61-IK-0006 (0.4kV Switchboard) ¦ FED FROM: PS5-61-IK-0006 (0.4kV Switchboard) ¦ FED FROM: PS5-61-IK-0006 (0.4kV Switchboard) ¦ FED FROM: PS5-61-IK-0006 (0.4kV Switchboard) ¦ FED FROM: PS5-61-IK-0006 (0.4kV Switchboard) ¦ FED FROM: PS5-61-IK-0006 (0.4kV Switchboard) ¦ FED FROM: PS5-61-IK-0006 (0.4kV Switchboard) ¦ FED FROM: PS5-61-IK-0006 (0.4kV Switchboard) ¦ FED FROM: PS5-61-IK-0006 (0.4kV Switchboard) ¦ FED FROM: PS5-61-IK-0006 (0.4kV Switchboard) ¦ FED FROM: PS5-61-IK-0006 (0.4kV Switchboard) ¦ FED FROM: PS5-61-IK-0006 (0.4kV Switchboard)
PS5-61-01 - 33kV Switchboard EITS Building (PS5-61-IJ-0001) | PS5-61-IJ-0001 | FED FROM: PS5-61-IU- 0001A (11/33kV Transformer - 6.8 MVA) ¦ FED FROM: PS5-61-IU- 0001B (11/33kV Transformer - 6.8 MVA) ¦ FED FROM: PS5-61-IU- 0001C (11/33kV Transformer - 6.8 MVA) ¦ FED FROM: PS5-61-IU- 0001D (11/33kV Transformer - 6.8 MVA) ¦ FED FROM: PS5-61-IU- 0001E (11/33kV Transformer - 6.8 MVA) ¦ FED FROM: PS5-61-IU- 0001F (11/33kV Transformer - 6.8 MVA) ¦ FED FROM: PS5-61-IU- 0001G (11/33kV Transformer - 6.8 MVA) ¦ FED FROM: PS5-63-IV-0010 (Earthing Transformer , 3368A, 33 kV) ¦ FED FROM: PS5-63-IV-0011 (Earthing Transformer , 3368A, 33 kV) ¦ FED FROM: PS5-61-IK-0003 (0.4kV Switchboard) ¦ FED FROM: PS5-61-IK-0003 (0.4kV Switchboard) ¦ FED FROM: PS5-61-IK-0006 (0.4kV Switchboard) ¦ FED FROM: PS5-61-IK-0006 (0.4kV Switchboard) ¦ FED FROM: PS5-61-IDH- 3100A (Variable Speed Drive - Export Pump) ¦ FED FROM: PS5-61-IDH- 3100B (Variable Speed Drive - Export Pump) ¦ FED FROM: PS5-61-IDH- 3100C (Variable Speed Drive - Export Pump) ¦ FED FROM: PS5-61-IV- 0002A (Distribution Transformer, Power generator BLD 0.42kV, 2.5MVA, ONAN , Dyn11, 33 / 0.42 kV) ¦ FED FROM: PS5-61-IV-0002B (Distribution Transformer, Power generator BLD 0.42kV, 2.5MVA, ONAN , Dyn11, 33 / 0.42 kV) ¦ FED FROM: PS5-61-IV- 0007A (Distribution Transformer, New Power generator BLD 0.42kV, 2MVA, ONAN , Dyn11, 33 / 0.42 kV) ¦ FED FROM: PS5-61-IV-0007B (Distribution Transformer, New Power generator BLD 0.42kV, 2MVA, ONAN , Dyn11, 33 / 0.42 kV) ¦ FED FROM: PS5-61-IV- 0005A (Distribution Transformer, Office BLD 0.42kV, 1MVA, ONAN , Dyn11, 33 / 0.42 Kv) ¦ FED FROM: PS5-61-IV-0005B (Distribution Transformer, Office BLD 0.42kV, 1MVA, ONAN , Dyn11, 33 / 0.42 Kv) ¦ FED FROM: PS5-61-IV- 0001A (Distribution Transformer, Main LV MCC 0.42kV, 2.5MVA, ONAN, Dyn11, 33 / 0.42 kV) ¦ FED FROM: PS5-61-IV-0001B (Distribution Transformer, Main LV MCC 0.42kV, 2.5MVA, ONAN, Dyn11, 33 / 0.42 kV) ¦ FED FROM: PS5-61-IU-0010 (LLHT Oil Transformer, EACOP North , 0.696 MVA, ONAN, Motorised, DETC, CAPT, 9 steps, 33 / 3.35-1.75 Kv) ¦ FED FROM: PS5-61-IU-0010 (LLHT Oil Transformer, EACOP North , 0.696 MVA, ONAN, Motorised, DETC, CAPT, 9 steps, 33 / 3.35-1.75 Kv) ¦ FED FROM: PS5-61-ISR-0101 (33kV Shunt Reactor - 3.63 MVAr) ¦ FED FROM: PS5-61-ISR-0102 (33kV Shunt Reactor - 7.2 MVAR) ¦ FED FROM: PS5-61-IU-0010 (LLHT Oil Transformer, EACOP North , 0.696 MVA, ONAN, Motorised, DETC, CAPT, 9 steps, 33 / 3.35-1.75 Kv) ¦ FED FROM: PS5-61-IU-0011 (LLHT Oil Transformer, EACOP South, 1.248 MVA, ONAN, Motorised, DETC, CAPT, 9 steps, 33 / 6-3.2 kV) ¦ FED FROM: PS5-61-IU-0011 (LLHT Oil Transformer, EACOP South, 1.248 MVA, ONAN, Motorised, DETC, CAPT, 9 steps, 33 / 6-3.2 kV) ¦ FED FROM: PS5-61-IU-0011 (LLHT Oil Transformer, EACOP South, 1.248 MVA, ONAN, Motorised, DETC, CAPT, 9 steps, 33 / 6-3.2 kV) ¦ FED FROM: PS5-60-IE-0003A (Generator control panel for generator set-1 (A)) ¦ FED FROM: PS5-60-IE-0003B (Generator control panel for generator set-2 (B)) ¦ FED FROM: PS5-60-IE-0003C (Generator control panel for generator set-3 (C)) ¦ FED FROM: PS5-60-IE- 0003D (Generator control panel for generator set- 4 (D)) ¦ FED FROM: PS5-60-IE-0003E (Generator control panel for generator set- 5 (E)) ¦ FED FROM: PS5-60-IE-0003F (Generator control panel for generator set- 6 (F)) ¦ FED FROM: PS5-60-IE- 0003G (Generator control panel for GENERATOR SET- 7 (G)) ¦ FED FROM: PS5-61-IU- 0001A (11/33kV Transformer - 6.8 MVA) ¦ FED FROM: PS5-61-IU- 0001A (11/33kV Transformer - 6.8 MVA) ¦ FED FROM: PS5-61-IU- 0001A (11/33kV Transformer - 6.8 MVA) ¦ FED FROM: PS5-61-IU- 0001B (11/33kV Transformer - 6.8 MVA) ¦ FED FROM: PS5-61-IU- 0001B (11/33kV Transformer - 6.8 MVA) ¦ FED FROM: PS5-61-IU- 0001B (11/33kV Transformer - 6.8 MVA) ¦ FED FROM: PS5-61-IU- 0001C (11/33kV Transformer - 6.8 MVA) ¦ FED FROM: PS5-61-IU- 0001C (11/33kV Transformer - 6.8 MVA) ¦ FED FROM: PS5-61-IU- 0001C (11/33kV Transformer - 6.8 MVA) ¦ FED FROM: PS5-61-IU- 0001D (11/33kV Transformer - 6.8 MVA) ¦ FED FROM: PS5-61-IU- 0001D (11/33kV Transformer - 6.8 MVA) ¦ FED FROM: PS5-61-IU- 0001D (11/33kV Transformer - 6.8 MVA) ¦ FED FROM: PS5-61-IU- 0001E (11/33kV Transformer - 6.8 MVA) ¦ FED FROM: PS5-61-IU- 0001E (11/33kV Transformer - 6.8 MVA) ¦ FED FROM: PS5-61-IU- 0001E (11/33kV Transformer - 6.8 MVA) ¦ FED FROM: PS5-61-IU- 0001F (11/33kV Transformer - 6.8 MVA) ¦ FED FROM: PS5-61-IU- 0001F (11/33kV Transformer - 6.8 MVA) ¦ FED FROM: PS5-61-IU- 0001F (11/33kV Transformer - 6.8 MVA) ¦ FED FROM: PS5-61-IU- 0001G (11/33kV Transformer - 6.8 MVA) ¦ FED FROM: PS5-61-IU- 0001G (11/33kV Transformer - 6.8 MVA) ¦ FED FROM: PS5-61-IU- 0001G (11/33kV Transformer - 6.8 MVA) ¦ FED FROM: PS5-63-NER- 0010 (NER for Earthing Transformer (PS5-63-IV- 0010)) ¦ FED FROM: PS5-63-NER- 0011 (NER for Earthing Transformer (PS5-63-IV- 0011)) ¦ SUPPLIES: PS5-60-IE-0003A (Generator control panel for generator set-1 (A)) ¦ SUPPLIES: PS5-60-IE-0003A (Generator control panel) ¦ SUPPLIES: PS5-60-IE-0003A (Generator control panel for generator set-1 (A)) ¦ SUPPLIES: PS5-60-IE-0003A (Generator control panel) ¦ SUPPLIES: PS5-60-IE-0003A (Generator control panel) ¦ SUPPLIES: PS5-60-IE-0003A (Generator control panel) ¦ SUPPLIES: PS5-60-IE-0003A (Generator control panel for generator set-1 (A)) ¦ SUPPLIES: PS5-60-IE-0003A (Generator control panel) ¦ SUPPLIES: PS5-60-IE-0003B (Generator control panel for generator set-2 (B)) ¦ SUPPLIES: PS5-60-IE-0003B (Generator control panel) ¦ SUPPLIES: PS5-60-IE-0003B (Generator control panel for generator set-2 (B)) ¦ SUPPLIES: PS5-60-IE-0003B (Generator control panel) ¦ SUPPLIES: PS5-60-IE-0003B (Generator control panel) ¦ SUPPLIES: PS5-60-IE-0003B (Generator control panel) ¦ SUPPLIES: PS5-60-IE-0003B (Generator control panel for generator set-2 (B)) ¦ SUPPLIES: PS5-60-IE-0003B (Generator control panel) ¦ SUPPLIES: PS5-60-IE-0003C (Generator control panel for generator set-3 (C)) ¦ SUPPLIES: PS5-60-IE-0003C (Generator control panel) ¦ SUPPLIES: PS5-60-IE-0003C (Generator control panel for generator set-3 (C)) ¦ SUPPLIES: PS5-60-IE-0003C (Generator control panel) ¦ SUPPLIES: PS5-60-IE-0003C (Generator control panel) ¦ SUPPLIES: PS5-60-IE-0003C (Generator control panel) ¦ SUPPLIES: PS5-60-IE-0003C (Generator control panel for generator set-3 (C)) ¦ SUPPLIES: PS5-60-IE-0003C (Generator control panel) ¦ SUPPLIES: PS5-60-IE- 0003D (Generator control panel for generator set- 4 (D)) ¦ SUPPLIES: PS5-60-IE- 0003D (Generator control panel) ¦ SUPPLIES: PS5-60-IE- 0003D (Generator control panel for generator set- 4 (D)) ¦ SUPPLIES: PS5-60-IE- 0003D (Generator control panel) ¦ SUPPLIES: PS5-60-IE- 0003D (Generator control panel) ¦ SUPPLIES: PS5-60-IE- 0003D (Generator control panel) ¦ SUPPLIES: PS5-60-IE- 0003D (Generator control panel for generator set- 4 (D)) ¦ SUPPLIES: PS5-60-IE- 0003D (Generator control panel) ¦ SUPPLIES: PS5-60-IE-0003E (Generator control panel for generator set- 5 (E)) ¦ SUPPLIES: PS5-60-IE-0003E (Generator control panel) ¦ SUPPLIES: PS5-60-IE-0003E (Generator control panel for generator set- 5 (E)) ¦ SUPPLIES: PS5-60-IE-0003E (Generator control panel) ¦ SUPPLIES: PS5-60-IE-0003E (Generator control panel) ¦ SUPPLIES: PS5-60-IE-0003E (Generator control panel) ¦ SUPPLIES: PS5-60-IE-0003E (Generator control panel for generator set- 5 (E)) ¦ SUPPLIES: PS5-60-IE-0003E (Generator control panel) ¦ SUPPLIES: PS5-60-IE-0003F (Generator control panel for generator set- 6 (F)) ¦ SUPPLIES: PS5-60-IE-0003F (Generator control panel) ¦ SUPPLIES: PS5-60-IE-0003F (Generator control panel for generator set- 6 (F)) ¦ SUPPLIES: PS5-60-IE-0003F (Generator control panel) ¦ SUPPLIES: PS5-60-IE-0003F (Generator control panel) ¦ SUPPLIES: PS5-60-IE-0003F (Generator control panel) ¦ SUPPLIES: PS5-60-IE-0003F (Generator control panel for generator set- 6 (F)) ¦ SUPPLIES: PS5-60-IE-0003F (Generator control panel) ¦ SUPPLIES: PS5-60-IE- 0003G (Generator control panel for GENERATOR SET- 7 (G)) ¦ SUPPLIES: PS5-60-IE- 0003G (Generator control panel) ¦ SUPPLIES: PS5-60-IE- 0003G (Generator control panel for GENERATOR SET- 7 (G)) ¦ SUPPLIES: PS5-60-IE- 0003G (Generator control panel) ¦ SUPPLIES: PS5-60-IE- 0003G (Generator control panel) ¦ SUPPLIES: PS5-60-IE- 0003G (Generator control panel) ¦ SUPPLIES: PS5-60-IE- 0003G (Generator control panel for GENERATOR SET- 7 (G)) ¦ SUPPLIES: PS5-60-IE- 0003G (Generator control panel) ¦ SUPPLIES: PS5-60-IE-0004 (Master Control Panel) ¦ SUPPLIES: PS5-60-IE-0004 (Master Control Panel) ¦ SUPPLIES: PS5-60-IE-0004 (Master Control Panel) ¦ SUPPLIES: PS5-60-IE-0004 (Master Control Panel) ¦ SUPPLIES: PS5-60-IE-0004 (Master Control Panel) ¦ SUPPLIES: PS5-61-IDH- 3100A (Variable Speed Drive - Export Pump) ¦ SUPPLIES: PS5-61-IDH- 3100B (Variable Speed Drive - Export Pump) ¦ SUPPLIES: PS5-61-IDH- 3100C (Variable Speed Drive - Export Pump) ¦ SUPPLIES: PS5-61-IK-0005 (0.4kV Switchboard) ¦ SUPPLIES: PS5-61-IK-0005 (0.4kV Switchboard) ¦ SUPPLIES: PS5-61-ISR-0101 (33kV Shunt Reactor - 3.63 MVAr) ¦ SUPPLIES: PS5-61-ISR-0101 (33kV Shunt Reactor - 3.63 MVAr) ¦ SUPPLIES: PS5-61-ISR-0101 (33kV Shunt Reactor - 3.63 MVAr) ¦ SUPPLIES: PS5-61-ISR-0102 (33kV Shunt Reactor - 7.2 MVAR) ¦ SUPPLIES: PS5-61-ISR-0102 (33kV Shunt Reactor - 7.2 MVAR) ¦ SUPPLIES: PS5-61-ISR-0102 (33kV Shunt Reactor - 7.2 MVAR) ¦ SUPPLIES: PS5-61-IU-0010 (LLHT Oil Transformer, EACOP North , 0.696 MVA, ONAN, Motorised, DETC, CAPT, 9 steps, 33 / 3.35-1.75 Kv) ¦ SUPPLIES: PS5-61-IU-0010 (LLHT Oil Transformer, EACOP North , 0.696 MVA, ONAN, Motorised, DETC, CAPT, 9 steps, 33 / 3.35-1.75 Kv) ¦ SUPPLIES: PS5-61-IU-0010 (LLHT Oil Transformer, EACOP North , 0.696 MVA, ONAN, Motorised, DETC, CAPT, 9 steps, 33 / 3.35-1.75 Kv) ¦ SUPPLIES: PS5-61-IU-0011 (LLHT Oil Transformer, EACOP South, 1.248 MVA, ONAN, Motorised, DETC, CAPT, 9 steps, 33 / 6-3.2 kV) ¦ SUPPLIES: PS5-61-IU-0011 (LLHT Oil Transformer, EACOP South, 1.248 MVA, ONAN, Motorised, DETC, CAPT, 9 steps, 33 / 6-3.2 kV) ¦ SUPPLIES: PS5-61-IU-0011 (LLHT Oil Transformer, EACOP South, 1.248 MVA, ONAN, Motorised, DETC, CAPT, 9 steps, 33 / 6-3.2 kV) ¦ SUPPLIES: PS5-61-IU- 3100A (33kV VSD Transformer) ¦ SUPPLIES: PS5-61-IU- 3100A (33kV VSD Transformer) ¦ SUPPLIES: PS5-61-IU- 3100A (33kV VSD Transformer) ¦ SUPPLIES: PS5-61-IU- 3100B (33kV VSD Transformer) ¦ SUPPLIES: PS5-61-IU- 3100B (33kV VSD Transformer) ¦ SUPPLIES: PS5-61-IU- 3100B (33kV VSD Transformer) ¦ SUPPLIES: PS5-61-IU- 3100C (33kV VSD Transformer) ¦ SUPPLIES: PS5-61-IU- 3100C (33kV VSD Transformer) ¦ SUPPLIES: PS5-61-IU- 3100C (33kV VSD Transformer) ¦ SUPPLIES: PS5-61-IV- 0001A (Distribution Transformer, Main LV MCC 0.42kV, 2.5MVA, ONAN, Dyn11, 33 / 0.42 kV) ¦ SUPPLIES: PS5-61-IV- 0001A (Distribution Transformer, Main LV MCC 0.42kV, 2.5MVA, ONAN, Dyn11, 33 / 0.42 kV) ¦ SUPPLIES: PS5-61-IV- 0001A (Distribution Transformer, Main LV MCC 0.42kV, 2.5MVA, ONAN, Dyn11, 33 / 0.42 kV) ¦ SUPPLIES: PS5-61-IV-0001B (Distribution Transformer, Main LV MCC 0.42kV, 2.5MVA, ONAN, Dyn11, 33 / 0.42 kV) ¦ SUPPLIES: PS5-61-IV-0001B (Distribution Transformer, Main LV MCC 0.42kV, 2.5MVA, ONAN, Dyn11, 33 / 0.42 kV) ¦ SUPPLIES: PS5-61-IV-0001B (Distribution Transformer, Main LV MCC 0.42kV, 2.5MVA, ONAN, Dyn11, 33 / 0.42 kV) ¦ SUPPLIES: PS5-61-IV- 0002A (Distribution Transformer, Power generator BLD 0.42kV, 2.5MVA, ONAN , Dyn11, 33 / 0.42 kV) ¦ SUPPLIES: PS5-61-IV- 0002A (Distribution Transformer, Power generator BLD 0.42kV, 2.5MVA, ONAN , Dyn11, 33 / 0.42 kV) ¦ SUPPLIES: PS5-61-IV- 0002A (Distribution Transformer, Power generator BLD 0.42kV, 2.5MVA, ONAN , Dyn11, 33 / 0.42 kV) ¦ SUPPLIES: PS5-61-IV-0002B (Distribution Transformer, Power generator BLD 0.42kV, 2.5MVA, ONAN , Dyn11, 33 / 0.42 kV) ¦ SUPPLIES: PS5-61-IV-0002B (Distribution Transformer, Power generator BLD 0.42kV, 2.5MVA, ONAN , Dyn11, 33 / 0.42 kV) ¦ SUPPLIES: PS5-61-IV-0002B (Distribution Transformer, Power generator BLD 0.42kV, 2.5MVA, ONAN , Dyn11, 33 / 0.42 kV) ¦ SUPPLIES: PS5-61-IV- 0005A (Distribution Transformer, Office BLD 0.42kV, 1MVA, ONAN , Dyn11, 33 / 0.42 Kv) ¦ SUPPLIES: PS5-61-IV- 0005A (Distribution Transformer, Office BLD 0.42kV, 1MVA, ONAN , Dyn11, 33 / 0.42 Kv) ¦ SUPPLIES: PS5-61-IV- 0005A (Distribution Transformer, Office BLD 0.42kV, 1MVA, ONAN , Dyn11, 33 / 0.42 Kv) ¦ SUPPLIES: PS5-61-IV-0005B (Distribution Transformer, Office BLD 0.42kV, 1MVA, ONAN , Dyn11, 33 / 0.42 Kv) ¦ SUPPLIES: PS5-61-IV-0005B (Distribution Transformer, Office BLD 0.42kV, 1MVA, ONAN , Dyn11, 33 / 0.42 Kv) ¦ SUPPLIES: PS5-61-IV-0005B (Distribution Transformer, Office BLD 0.42kV, 1MVA, ONAN , Dyn11, 33 / 0.42 Kv) ¦ SUPPLIES: PS5-61-IV- 0007A (Distribution Transformer, New Power generator BLD 0.42kV, 2MVA, ONAN , Dyn11, 33 / 0.42 kV) ¦ SUPPLIES: PS5-61-IV- 0007A (Distribution Transformer, New Power generator BLD 0.42kV, 2MVA, ONAN , Dyn11, 33 / 0.42 kV) ¦ SUPPLIES: PS5-61-IV- 0007A (Distribution Transformer, New Power generator BLD 0.42kV, 2MVA, ONAN , Dyn11, 33 / 0.42 kV) ¦ SUPPLIES: PS5-61-IV-0007B (Distribution Transformer, New Power generator BLD 0.42kV, 2MVA, ONAN , Dyn11, 33 / 0.42 kV) ¦ SUPPLIES: PS5-61-IV-0007B (Distribution Transformer, New Power generator BLD 0.42kV, 2MVA, ONAN , Dyn11, 33 / 0.42 kV) ¦ SUPPLIES: PS5-61-IV-0007B (Distribution Transformer, New Power generator BLD 0.42kV, 2MVA, ONAN , Dyn11, 33 / 0.42 kV) ¦ SUPPLIES: PS5-63-IV-0010 (Earthing Transformer , 3368A, 33 kV) ¦ SUPPLIES: PS5-63-IV-0010 (Earthing Transformer , 3368A, 33 kV) ¦ SUPPLIES: PS5-63-IV-0010 (Earthing Transformer , 3368A, 33 kV) ¦ SUPPLIES: PS5-63-IV-0011 (Earthing Transformer , 3368A, 33 kV) ¦ SUPPLIES: PS5-63-IV-0011 (Earthing Transformer , 3368A, 33 kV) ¦ SUPPLIES: PS5-63-IV-0011 (Earthing Transformer , 3368A, 33 kV)
PS5-61-02 - 6.6kV Switchboard and Transformer LLHT North - EITS Building (PS5-61-IJ-0010) | PS5-61-IJ-0010 | FED FROM: PS5-61-IU-0010 (LLHT Oil Transformer, EACOP North , 0.696 MVA, ONAN, Motorised, DETC, CAPT, 9 steps, 33 / 3.35-1.75 Kv) ¦ FED FROM: PS5-61-IU-0010 (LLHT Oil Transformer, EACOP North , 0.696 MVA, ONAN, Motorised, DETC, CAPT, 9 steps, 33 / 3.35-1.75 Kv) ¦ FED FROM: PS5-61-IU-0010 (LLHT Oil Transformer, EACOP North , 0.696 MVA, ONAN, Motorised, DETC, CAPT, 9 steps, 33 / 3.35-1.75 Kv) ¦ FED FROM: PS5-61-NER- 0010 (NER of LLHT Transformer 0.696MVA, Dyn11, 33/1.75-3.35kV) ¦ SUPPLIES: PS5-79-BH-0001 (LLHT High Voltage Power Junction Box_North) ¦ SUPPLIES: PS5-79-BH-0001 (LLHT High Voltage Power Junction Box_North) ¦ SUPPLIES: PS5-79-BH-0001 (LLHT High Voltage Power Junction Box_North)
PS5-61-03 - 6.6kV Switchboard and Transformer LLHT South - EITS Building (PS5-61-IJ-0011) | PS5-61-IJ-0011 | FED FROM: PS5-61-IU-0011 (LLHT Oil Transformer, EACOP South, 1.248 MVA, ONAN, Motorised, DETC, CAPT, 9 steps, 33 / 6-3.2 kV) ¦ FED FROM: PS5-61-IU-0011 (LLHT Oil Transformer, EACOP South, 1.248 MVA, ONAN, Motorised, DETC, CAPT, 9 steps, 33 / 6-3.2 kV) ¦ FED FROM: PS5-61-IU-0011 (LLHT Oil Transformer, EACOP South, 1.248 MVA, ONAN, Motorised, DETC, CAPT, 9 steps, 33 / 6-3.2 kV) ¦ FED FROM: PS5-61-NER- 0011 (NER of LLHT Transformer 1.247MVA, Dyn11, 33/3.2-6kV) ¦ SUPPLIES: PS5-79-BH-0002 (LLHT High Voltage Power Junction Box_South) ¦ SUPPLIES: PS5-79-BH-0002 (LLHT High Voltage Power Junction Box_South) ¦ SUPPLIES: PS5-79-BH-0002 (LLHT High Voltage Power Junction Box_South)
PS5-61-07 - 0.4kV Switchboard EITS Building (PS5-61-IK-0001) | PS5-61-IK-0001 | FED FROM: PS5-61-IV- 0001A (Distribution Transformer, Main LV MCC 0.42kV, 2.5MVA, ONAN, Dyn11, 33 / 0.42 kV) ¦ FED FROM: PS5-61-IV- 0001A (Distribution Transformer, Main LV MCC 0.42kV, 2.5MVA, ONAN, Dyn11, 33 / 0.42 kV) ¦ FED FROM: PS5-61-IV-0001B (Distribution Transformer, Main LV MCC 0.42kV, 2.5MVA, ONAN, Dyn11, 33 / 0.42 kV) ¦ FED FROM: PS5-61-IV-0001B (Distribution Transformer, Main LV MCC 0.42kV, 2.5MVA, ONAN, Dyn11, 33 / 0.42 kV) ¦ FED FROM: PS5-61-IV- 0001A (Distribution Transformer, Main LV MCC 0.42kV, 2.5MVA, ONAN, Dyn11, 33 / 0.42 kV) ¦ FED FROM: PS5-61-IV- 0001A (Distribution Transformer, Main LV MCC 0.42kV, 2.5MVA, ONAN, Dyn11, 33 / 0.42 kV) ¦ FED FROM: PS5-61-IV- 0001A (Distribution Transformer, Main LV MCC 0.42kV, 2.5MVA, ONAN, Dyn11, 33 / 0.42 kV) ¦ FED FROM: PS5-61-IV- 0001A (Distribution Transformer, Main LV MCC 0.42kV, 2.5MVA, ONAN, Dyn11, 33 / 0.42 kV) ¦ FED FROM: PS5-61-IV- 0001A (Distribution Transformer, Main LV MCC 0.42kV, 2.5MVA, ONAN, Dyn11, 33 / 0.42 kV) ¦ FED FROM: PS5-61-IV- 0001A (Distribution Transformer, Main LV MCC 0.42kV, 2.5MVA, ONAN, Dyn11, 33 / 0.42 kV) ¦ FED FROM: PS5-61-IV- 0001A (Distribution Transformer, Main LV MCC 0.42kV, 2.5MVA, ONAN, Dyn11, 33 / 0.42 kV) ¦ FED FROM: PS5-61-IV- 0001A (Distribution Transformer, Main LV MCC 0.42kV, 2.5MVA, ONAN, Dyn11, 33 / 0.42 kV) ¦ FED FROM: PS5-61-IV- 0001A (Distribution Transformer, Main LV MCC 0.42kV, 2.5MVA, ONAN, Dyn11, 33 / 0.42 kV) ¦ FED FROM: PS5-61-IV- 0001A (Distribution Transformer, Main LV MCC 0.42kV, 2.5MVA, ONAN, Dyn11, 33 / 0.42 kV) ¦ FED FROM: PS5-61-IV- 0001A (Distribution Transformer, Main LV MCC 0.42kV, 2.5MVA, ONAN, Dyn11, 33 / 0.42 kV) ¦ FED FROM: PS5-61-IV- 0001A (Distribution Transformer, Main LV MCC 0.42kV, 2.5MVA, ONAN, Dyn11, 33 / 0.42 kV) ¦ FED FROM: PS5-61-IV- 0001A (Distribution Transformer, Main LV MCC 0.42kV, 2.5MVA, ONAN, Dyn11, 33 / 0.42 kV) ¦ FED FROM: PS5-61-IV- 0001A (Distribution Transformer, Main LV MCC 0.42kV, 2.5MVA, ONAN, Dyn11, 33 / 0.42 kV) ¦ FED FROM: PS5-61-IV- 0001A (Distribution Transformer, Main LV MCC 0.42kV, 2.5MVA, ONAN, Dyn11, 33 / 0.42 kV) ¦ FED FROM: PS5-61-IV- 0001A (Distribution Transformer, Main LV MCC 0.42kV, 2.5MVA, ONAN, Dyn11, 33 / 0.42 kV) ¦ FED FROM: PS5-61-IV- 0001A (Distribution Transformer, Main LV MCC 0.42kV, 2.5MVA, ONAN, Dyn11, 33 / 0.42 kV) ¦ FED FROM: PS5-61-IV- 0001A (Distribution Transformer, Main LV MCC 0.42kV, 2.5MVA, ONAN, Dyn11, 33 / 0.42 kV) ¦ FED FROM: PS5-61-IV-0001B (Distribution Transformer, Main LV MCC 0.42kV, 2.5MVA, ONAN, Dyn11, 33 / 0.42 kV) ¦ FED FROM: PS5-61-IV-0001B (Distribution Transformer, Main LV MCC 0.42kV, 2.5MVA, ONAN, Dyn11, 33 / 0.42 kV) ¦ FED FROM: PS5-61-IV-0001B (Distribution Transformer, Main LV MCC 0.42kV, 2.5MVA, ONAN, Dyn11, 33 / 0.42 kV) ¦ FED FROM: PS5-61-IV-0001B (Distribution Transformer, Main LV MCC 0.42kV, 2.5MVA, ONAN, Dyn11, 33 / 0.42 kV) ¦ FED FROM: PS5-61-IV-0001B (Distribution Transformer, Main LV MCC 0.42kV, 2.5MVA, ONAN, Dyn11, 33 / 0.42 kV) ¦ FED FROM: PS5-61-IV-0001B (Distribution Transformer, Main LV MCC 0.42kV, 2.5MVA, ONAN, Dyn11, 33 / 0.42 kV) ¦ FED FROM: PS5-61-IV-0001B (Distribution Transformer, Main LV MCC 0.42kV, 2.5MVA, ONAN, Dyn11, 33 / 0.42 kV) ¦ FED FROM: PS5-61-IV-0001B (Distribution Transformer, Main LV MCC 0.42kV, 2.5MVA, ONAN, Dyn11, 33 / 0.42 kV) ¦ FED FROM: PS5-61-IV-0001B (Distribution Transformer, Main LV MCC 0.42kV, 2.5MVA, ONAN, Dyn11, 33 / 0.42 kV) ¦ FED FROM: PS5-61-IV-0001B (Distribution Transformer, Main LV MCC 0.42kV, 2.5MVA, ONAN, Dyn11, 33 / 0.42 kV) ¦ FED FROM: PS5-61-IV-0001B (Distribution Transformer, Main LV MCC 0.42kV, 2.5MVA, ONAN, Dyn11, 33 / 0.42 kV) ¦ FED FROM: PS5-61-IV-0001B (Distribution Transformer, Main LV MCC 0.42kV, 2.5MVA, ONAN, Dyn11, 33 / 0.42 kV) ¦ FED FROM: PS5-61-IV-0001B (Distribution Transformer, Main LV MCC 0.42kV, 2.5MVA, ONAN, Dyn11, 33 / 0.42 kV) ¦ FED FROM: PS5-61-IV-0001B (Distribution Transformer, Main LV MCC 0.42kV, 2.5MVA, ONAN, Dyn11, 33 / 0.42 kV) ¦ FED FROM: PS5-61-IV-0001B (Distribution Transformer, Main LV MCC 0.42kV, 2.5MVA, ONAN, Dyn11, 33 / 0.42 kV) ¦ FED FROM: PS5-61-IV-0001B (Distribution Transformer, Main LV MCC 0.42kV, 2.5MVA, ONAN, Dyn11, 33 / 0.42 kV) ¦ FED FROM: PS5-61-IV-0001B (Distribution Transformer, Main LV MCC 0.42kV, 2.5MVA, ONAN, Dyn11, 33 / 0.42 kV) ¦ FED FROM: PS5-61-IV-0001B (Distribution Transformer, Main LV MCC 0.42kV, 2.5MVA, ONAN, Dyn11, 33 / 0.42 kV) ¦ FED FROM: PS5-61-IK-0003 (0.4kV Switchboard) ¦ FED FROM: PS5-61-IK-0003 (0.4kV Switchboard) ¦ FED FROM: PS5-61-IK-0003 (0.4kV Switchboard) ¦ FED FROM: PS5-61-IK-0003 (0.4kV Switchboard) ¦ FED FROM: PS5-61-IK-0003 (0.4kV Switchboard) ¦ FED FROM: PS5-61-IK-0003 (0.4kV Switchboard) ¦ FED FROM: PS5-61-IK-0003 (0.4kV Switchboard) ¦ FED FROM: PS5-61-IV- 0001A (Distribution Transformer, Main LV MCC 0.42kV, 2.5MVA, ONAN, Dyn11, 33 / 0.42 kV) ¦ FED FROM: PS5-61-IV-0001B (Distribution Transformer, Main LV MCC 0.42kV, 2.5MVA, ONAN, Dyn11, 33 / 0.42 kV) ¦ SUPPLIES: PS5-01-IE-0001A (Foam Package Pump Control Panel A) ¦ SUPPLIES: PS5-01-IE-0001B (Foam Package Pump Control Panel B) ¦ SUPPLIES: PS5-01-IE-0002A (Jockey Pump Control Panel A) ¦ SUPPLIES: PS5-01-IE-0002B (Jockey Pump Control Panel B) ¦ SUPPLIES: PS5-01-IE-0009A (Fire Water pump LCP A) ¦ SUPPLIES: PS5-01-IE-0009B (Fire Water pump LCP B) ¦ SUPPLIES: PS5-05-IG-0004 (Outdoor Emergency Lighting DB - Field - (South Side)) ¦ SUPPLIES: PS5-05-IG-0006 (Outdoor Emergency Lighting DB - Field - (North Side)) ¦ SUPPLIES: PS5-25-DM- 3200A (Crude Oil Export Pump A -Lube OilPump 1 Motor) ¦ SUPPLIES: PS5-25-DM- 3200B (Crude Oil Export Pump A -Lube OilPump 2 Motor) ¦ SUPPLIES: PS5-25-DM- 3300A (Crude Oil Export Pump B -Lube OilPump 1 Motor) ¦ SUPPLIES: PS5-25-DM- 3300B (Crude Oil Export Pump B -Lube OilPump 2 Motor) ¦ SUPPLIES: PS5-25-DM- 3400A (Crude Oil Export Pump C -Lube OilPump 1 Motor) ¦ SUPPLIES: PS5-25-DM- 3400B (Crude Oil Export Pump C -Lube OilPump 2 Motor) ¦ SUPPLIES: PS5-25-DM- 6400A (Crude Oil Export Pump A -Lube Oil Heat Exchanger Fan Motor 1) ¦ SUPPLIES: PS5-25-DM- 6400B (Crude Oil Export Pump A -Lube Oil Heat Exchanger Fan Motor 2) ¦ SUPPLIES: PS5-25-DM- 6500A (Crude Oil Export Pump B -Lube Oil Heat Exchanger Fan Motor 1) ¦ SUPPLIES: PS5-25-DM- 6500B (Crude Oil Export Pump B -Lube Oil Heat Exchanger Fan Motor 2) ¦ SUPPLIES: PS5-25-DM- 6600A (Crude Oil Export Pump C -Lube Oil Heat Exchanger Fan Motor 1) ¦ SUPPLIES: PS5-25-DM- 6600B (Crude Oil Export Pump C -Lube Oil Heat Exchanger Fan Motor 2) ¦ SUPPLIES: PS5-25-HE-2100 (Crude Oil Export Pump A -Lube Oil System Oil Reservoir Heater) ¦ SUPPLIES: PS5-25-HE-2100 (Crude Oil Export Pump A -Lube Oil System Oil Reservoir Heater) ¦ SUPPLIES: PS5-25-HE-2200 (Crude Oil Export Pump B -Lube Oil System Oil Reservoir Heater) ¦ SUPPLIES: PS5-25-HE-2200 (Crude Oil Export Pump B -Lube Oil System Oil Reservoir Heater) ¦ SUPPLIES: PS5-25-HE-2300 (Crude Oil Exp Pump C - Lube Oil System Oil Reservoir Heater) ¦ SUPPLIES: PS5-25-HE-2300 (Crude Oil Exp Pump C - Lube Oil System Oil Reservoir Heater) ¦ SUPPLIES: PS5-25-IES- 3200A (Crude Oil Export Pump A -Lube OilPump 1 Motor- LCS) ¦ SUPPLIES: PS5-25-IES- 3200B (Crude Oil Export Pump A -Lube OilPump 2 Motor- LCS) ¦ SUPPLIES: PS5-25-IES- 3300A (Crude Oil Export Pump B -Lube OilPump 1 Motor- LCS) ¦ SUPPLIES: PS5-25-IES- 3300B (Crude Oil Export Pump B -Lube OilPump 2 Motor- LCS) ¦ SUPPLIES: PS5-25-IES- 3400A (Crude Oil Export Pump C -Lube OilPump 1 Motor- LCS) ¦ SUPPLIES: PS5-25-IES- 3400B (Crude Oil Export Pump C -Lube OilPump 2 Motor- LCS) ¦ SUPPLIES: PS5-25-IES- 6400A (Crude Oil Export Pump A -Lube Oil Heat Exchanger Fan Motor 1-LCS) ¦ SUPPLIES: PS5-25-IES- 6400B (Crude Oil Export Pump A -Lube Oil Heat Exchanger Fan Motor 2-LCS) ¦ SUPPLIES: PS5-25-IES- 6500A (Crude Oil Export Pump B -Lube Oil Heat Exchanger Fan Motor 1-LCS) ¦ SUPPLIES: PS5-25-IES- 6500B (Crude Oil Export Pump B -Lube Oil Heat Exchanger Fan Motor 2-LCS) ¦ SUPPLIES: PS5-25-IES- 6600A (Crude Oil Export Pump C -Lube Oil Heat Exchanger Fan Motor 1-LCS) ¦ SUPPLIES: PS5-25-IES- 6600B (Crude Oil Export Pump C -Lube Oil Heat Exchanger Fan Motor 2-LCS) ¦ SUPPLIES: PS5-25-UD- 3100A (5 pin 32A plug and socket for Oil Purifier Control Panel) ¦ SUPPLIES: PS5-28-BE- 0002A (Reinjection Pump A Electrical Junction box) ¦ SUPPLIES: PS5-28-BE- 0002B (Reinjection Pump B Electrical Junction box) ¦ SUPPLIES: PS5-28-DM- 3300 (Relief Drum Pump) ¦ SUPPLIES: PS5-28-DM- 3400 (Closed Drain Drum 01 Pump Motor) ¦ SUPPLIES: PS5-28-DM- 3500 (Oily Water Sump Pump) ¦ SUPPLIES: PS5-28-DM- 3600A (Open Drain Sump Pump A) ¦ SUPPLIES: PS5-28-DM- 3600A (Open Drain Sump Pump A) ¦ SUPPLIES: PS5-28-DM- 3600B (Open Drain Sump Pump B) ¦ SUPPLIES: PS5-28-DM- 3600B (Open Drain Sump Pump B) ¦ SUPPLIES: PS5-28-DM- 3700A (Closed Drain Drum 02 Pump Motor A) ¦ SUPPLIES: PS5-28-DM- 3700B (Closed Drain Drum 02 Pump Motor B) ¦ SUPPLIES: PS5-28-DM- 3800A (Seal Oil Drain Drum Pump A) ¦ SUPPLIES: PS5-28-DM- 3800B (Seal Oil Drain Drum Pump B) ¦ SUPPLIES: PS5-28-DM- 3800C (Seal Oil Drain Drum Pump C) ¦ SUPPLIES: PS5-28-DM- 3900A (Reinjection Pump A) ¦ SUPPLIES: PS5-28-DM- 3900B (Reinjection Pump B) ¦ SUPPLIES: PS5-28-HE-2100 (Closed Drain Drum 01 Heater) ¦ SUPPLIES: PS5-28-HE-2100 (Closed Drain Drum 01 Heater) ¦ SUPPLIES: PS5-28-HE-2200 (Closed Drain Drum 02 Heater) ¦ SUPPLIES: PS5-28-HE-2200 (Closed Drain Drum 02 Heater) ¦ SUPPLIES: PS5-28-IES-2008 (Oil Skimmer Package - LCS) ¦ SUPPLIES: PS5-28-IES-3300 (Relief Drum Pump-LCS) ¦ SUPPLIES: PS5-28-IES-3400 (Closed Drain Drum 01 Pump Motor-LCS) ¦ SUPPLIES: PS5-28-IES-3500 (Oily Water Sump Pump- LCS) ¦ SUPPLIES: PS5-28-IES- 3600A (Open Drain Sump Pump A-LCS) ¦ SUPPLIES: PS5-28-IES- 3600B (Open Drain Sump Pump B-LCS) ¦ SUPPLIES: PS5-28-IES- 3700A (Closed Drain Drum 02 Pump Motor A-LCS) ¦ SUPPLIES: PS5-28-IES- 3700B (Closed Drain Drum 02 Pump Motor B-LCS) ¦ SUPPLIES: PS5-28-IES- 3800A (Seal Oil Drain Drum Pump A -LCS) ¦ SUPPLIES: PS5-28-IES- 3800B (Seal Oil Drain Drum Pump B-LCS) ¦ SUPPLIES: PS5-28-IES- 3800C (Seal Oil Drain Drum Pump C-LCS) ¦ SUPPLIES: PS5-28-IES- 3900A (Reinjection Pump A-LCS) ¦ SUPPLIES: PS5-28-IES- 3900B (Reinjection Pump B-LCS) ¦ SUPPLIES: PS5-28-ISO- 2008 (Socket Outlet - Oil Skimmer package) ¦ SUPPLIES: PS5-50-IE-0001 (Water Well Submersible Pump Control Panel A) ¦ SUPPLIES: PS5-50-IE-0002 (Water Well Submersible Pump Control Panel B) ¦ SUPPLIES: PS5-53-DM- 3100A (Water Distribution Pump A) ¦ SUPPLIES: PS5-53-DM- 3100B (Water Distribution Pump B) ¦ SUPPLIES: PS5-53-IES- 3100A (Water Distribution Pump A-LCS) ¦ SUPPLIES: PS5-53-IES- 3100B (Water Distribution Pump B-LCS) ¦ SUPPLIES: PS5-53-IN-0001 (Water Treatment Package MCC) ¦ SUPPLIES: PS5-60-DM- 3300 (Cooling Water Pump) ¦ SUPPLIES: PS5-60-DM- 3400 (Cooling Water Return Pump) ¦ SUPPLIES: PS5-60-IES-3300 (Cooling Water Pump-LCS) ¦ SUPPLIES: PS5-60-IES-3400 (Cooling Water Return Pump-LCS) ¦ SUPPLIES: PS5-61-IG-0006 (Outdoor Normal L&SP DB - Field (South Side)) ¦ SUPPLIES: PS5-61-IG-0007 (Outdoor Normal Lighting DB - Field - (North Side)) ¦ SUPPLIES: PS5-61-IG- 0012A (VSD AUX. Distribution board (for VSD TAG PS5- 61-IDH-3100A)) ¦ SUPPLIES: PS5-61-IG- 0012B (VSD AUX. Distribution board (for VSD TAG PS5- 61-IDH-3100B)) ¦ SUPPLIES: PS5-61-IG- 0012C (VSD AUX. Distribution board (for VSD TAG PS5- 61-IDH-3100C)) ¦ SUPPLIES: PS5-61-IG-0014 (Outdoor Power DB - Field(North)) ¦ SUPPLIES: PS5-61-IG-0042 (MOV DB - Field) ¦ SUPPLIES: PS5-61-IG-0043 (MOV DB - Field) ¦ SUPPLIES: PS5-61-IV- 0006A (Pre-Magnetisation Transformer - VSD Package) ¦ SUPPLIES: PS5-61-IV-0006B (Pre-Magnetisation Transformer - VSD Package) ¦ SUPPLIES: PS5-61-IV-0006C (Pre-Magnetisation Transformer - VSD Package) ¦ SUPPLIES: PS5-71-DM- 3100A (Diesel Fuel Supply Pump A) ¦ SUPPLIES: PS5-71-DM- 3100B (Diesel Fuel Supply Pump B) ¦ SUPPLIES: PS5-71-DM- 3200 (Diesel Fuel Make-Up Pump) ¦ SUPPLIES: PS5-71-DM- 3300A (Crude Fuel Oil Transfer Pump A) ¦ SUPPLIES: PS5-71-DM- 3300B (Crude Fuel Oil Transfer Pump B) ¦ SUPPLIES: PS5-71-DM- 3400A (Crude Fuel Oil Service Pump A) ¦ SUPPLIES: PS5-71-DM- 3400B (Crude Fuel Oil Service Pump B) ¦ SUPPLIES: PS5-71-DM- 3500A (Diesel Transfer Pump A) ¦ SUPPLIES: PS5-71-DM- 3500B (Diesel Transfer Pump B) ¦ SUPPLIES: PS5-71-HE-2200 (Crude Fuel Oil Service Tank Heater) ¦ SUPPLIES: PS5-71-HE-2200 (Crude Fuel Oil Service Tank Heater) ¦ SUPPLIES: PS5-71-HE-2300 (Crude Fuel Oil Storage Tank Heater) ¦ SUPPLIES: PS5-71-HE-2300 (Crude Fuel Oil Storage Tank Heater) ¦ SUPPLIES: PS5-71-IE-0001 (Crude Fuel Oil Storage Tank Feed Heater Control Panel 1) ¦ SUPPLIES: PS5-71-IE-0002 (Crude Fuel Oil Storage Tank Feed Heater Control Panel 2) ¦ SUPPLIES: PS5-71-IES- 3100A (Diesel Fuel Supply Pump A-LCS) ¦ SUPPLIES: PS5-71-IES- 3100B (Diesel Fuel Supply Pump B-LCS) ¦ SUPPLIES: PS5-71-IES-3200 (Diesel Fuel Make-Up Pump-LCS) ¦ SUPPLIES: PS5-71-IES- 3300A (Crude Fuel Oil Transfer Pump A-LCS) ¦ SUPPLIES: PS5-71-IES- 3300B (Crude Fuel Oil Transfer Pump B-LCS) ¦ SUPPLIES: PS5-71-IES- 3400A (Crude Fuel Oil Service Pump A-LCS) ¦ SUPPLIES: PS5-71-IES- 3400B (Crude Fuel Oil Service Pump B-LCS) ¦ SUPPLIES: PS5-71-IES- 3500A (Diesel Transfer Pump A- LCS) ¦ SUPPLIES: PS5-71-IES- 3500B (Diesel Transfer Pump B- LCS) ¦ SUPPLIES: PS5-74-IG-5101 (Nitrogen Generation Skid Power Distribution Panel) ¦ SUPPLIES: PS5-75-DM- 3100A (Corrosion inhbitor Pump A) ¦ SUPPLIES: PS5-75-DM- 3100B (Corrosion inhibitor Pump B) ¦ SUPPLIES: PS5-75-DM- 3200A (Biocide injection Pump A) ¦ SUPPLIES: PS5-75-DM- 3200B (Biocide injection Pump B) ¦ SUPPLIES: PS5-75-IES- 3100A (Corrosion inhbitor Pump A-LCS) ¦ SUPPLIES: PS5-75-IES- 3100B (Corrosion inhibitor Pump B-LCS) ¦ SUPPLIES: PS5-75-IES- 3200A (Biocide injection Pump A -LCS) ¦ SUPPLIES: PS5-75-IES- 3200B (Biocide injection Pump B -LCS) ¦ SUPPLIES: PS5-75-ISO- 0001 (Power socket-DRA Injection package MCC) ¦ SUPPLIES: PS5-75-ISO- 0002 (Power socket-DRA Injection Pkg portable recirculation pump) ¦ SUPPLIES: PS5-79-IV-0001 (Electrical Heat Tracing Transformer 1 - 63KVA 400/400V) ¦ SUPPLIES: PS5-79-IV-0002 (Electrical Heat Tracing Transformer 2 - 100KVA 400/400V) ¦ SUPPLIES: PS5-79-IV-0003 (Electrical Heat Tracing Transformer 3 - 63KVA 400/400V) ¦ SUPPLIES: PS5-79-IV-0004 (Electrical Heat Tracing Transformer 4 - 63KVA 400/400V) ¦ SUPPLIES: PS5-79-IV-0005 (Electrical Heat Tracing Transformer 5 - 100KVA 400/400V) ¦ SUPPLIES: PS5-79-IV-0006 (Electrical Heat Tracing Transformer 6 - 63KVA 400/400V) ¦ SUPPLIES: PS5-79-IV-0007 (Electrical Heat Tracing Transformer 7 - 100KVA 400/400V) ¦ SUPPLIES: PS5-79-IV-0008 (Electrical Heat Tracing Transformer 8 - 100KVA 400/400V) ¦ SUPPLIES: PS5-79-IV-0009 (Electrical Heat Tracing Transformer 9 - 100KVA 400/400V) ¦ SUPPLIES: PS5-79-IV-0010 (Electrical Heat Tracing Transformer 10 - 100KVA 400/400V) ¦ SUPPLIES: PS5-79-IV-0011 (Electrical Heat Tracing Transformer 11 - 100KVA 400/400V) ¦ SUPPLIES: PS5-79-IV-0012 (Electrical Heat Tracing Transformer 12 - 100KVA 400/400V) ¦ SUPPLIES: PS5-82-IN-0001 (MCC for Sewage Treatment Package)
PS5-61-05 - 0.4kV Switchboard Power Generator Building (PS5-61-IK-0003) | PS5-61-IK-0003 | FED FROM: PS5-61-IV- 0002A (Distribution Transformer, Power generator BLD 0.42kV, 2.5MVA, ONAN , Dyn11, 33 / 0.42 kV) ¦ FED FROM: PS5-61-IV- 0002A (Distribution Transformer, Power generator BLD 0.42kV, 2.5MVA, ONAN , Dyn11, 33 / 0.42 kV) ¦ FED FROM: PS5-61-IV- 0002A (Distribution Transformer, Power generator BLD 0.42kV, 2.5MVA, ONAN , Dyn11, 33 / 0.42 kV) ¦ FED FROM: PS5-61-IV-0002B (Distribution Transformer, Power generator BLD 0.42kV, 2.5MVA, ONAN , Dyn11, 33 / 0.42 kV) ¦ FED FROM: PS5-61-IV-0002B (Distribution Transformer, Power generator BLD 0.42kV, 2.5MVA, ONAN , Dyn11, 33 / 0.42 kV) ¦ FED FROM: PS5-61-IV-0002B (Distribution Transformer, Power generator BLD 0.42kV, 2.5MVA, ONAN , Dyn11, 33 / 0.42 kV) ¦ FED FROM: PS5-05-BE-0001 (EDG Power JB) ¦ FED FROM: PS5-06-IG- 0004B (AC UPS DB - Generator Electrical Bldng) ¦ FED FROM: PS5-06-IG- 0004A (AC UPS DB - Generator Electrical Bldng) ¦ FED FROM: PS5-61-IG-0016 (Generator Electrical Building Normal L&SP Distribution Board PS-5) ¦ FED FROM: PS5-61-IG-0016 (Generator Electrical Building Normal L&SP Distribution Board PS-5) ¦ FED FROM: PS5-61-IG-0016 (Generator Electrical Building Normal L&SP Distribution Board PS-5) ¦ FED FROM: PS5-61-IV-0002B (Distribution Transformer, Power generator BLD 0.42kV, 2.5MVA, ONAN , Dyn11, 33 / 0.42 kV) ¦ FED FROM: PS5-61-IV-0002B (Distribution Transformer, Power generator BLD 0.42kV, 2.5MVA, ONAN , Dyn11, 33 / 0.42 kV) ¦ FED FROM: PS5-61-IV-0002B (Distribution Transformer, Power generator BLD 0.42kV, 2.5MVA, ONAN , Dyn11, 33 / 0.42 kV) ¦ FED FROM: PS5-61-IV-0002B (Distribution Transformer, Power generator BLD 0.42kV, 2.5MVA, ONAN , Dyn11, 33 / 0.42 kV) ¦ FED FROM: PS5-61-IV-0002B (Distribution Transformer, Power generator BLD 0.42kV, 2.5MVA, ONAN , Dyn11, 33 / 0.42 kV) ¦ FED FROM: PS5-61-IV-0002B (Distribution Transformer, Power generator BLD 0.42kV, 2.5MVA, ONAN , Dyn11, 33 / 0.42 kV) ¦ FED FROM: PS5-61-IV-0002B (Distribution Transformer, Power generator BLD 0.42kV, 2.5MVA, ONAN , Dyn11, 33 / 0.42 kV) ¦ FED FROM: PS5-61-IV-0002B (Distribution Transformer, Power generator BLD 0.42kV, 2.5MVA, ONAN , Dyn11, 33 / 0.42 kV) ¦ FED FROM: PS5-61-IV-0002B (Distribution Transformer, Power generator BLD 0.42kV, 2.5MVA, ONAN , Dyn11, 33 / 0.42 kV) ¦ FED FROM: PS5-61-IV-0002B (Distribution Transformer, Power generator BLD 0.42kV, 2.5MVA, ONAN , Dyn11, 33 / 0.42 kV) ¦ FED FROM: PS5-61-IV-0002B (Distribution Transformer, Power generator BLD 0.42kV, 2.5MVA, ONAN , Dyn11, 33 / 0.42 kV) ¦ FED FROM: PS5-61-IV-0002B (Distribution Transformer, Power generator BLD 0.42kV, 2.5MVA, ONAN , Dyn11, 33 / 0.42 kV) ¦ FED FROM: PS5-61-IV-0002B (Distribution Transformer, Power generator BLD 0.42kV, 2.5MVA, ONAN , Dyn11, 33 / 0.42 kV) ¦ FED FROM: PS5-61-IV-0002B (Distribution Transformer, Power generator BLD 0.42kV, 2.5MVA, ONAN , Dyn11, 33 / 0.42 kV) ¦ FED FROM: PS5-61-IV-0002B (Distribution Transformer, Power generator BLD 0.42kV, 2.5MVA, ONAN , Dyn11, 33 / 0.42 kV) ¦ FED FROM: PS5-61-IV-0002B (Distribution Transformer, Power generator BLD 0.42kV, 2.5MVA, ONAN , Dyn11, 33 / 0.42 kV) ¦ FED FROM: PS5-61-IV-0002B (Distribution Transformer, Power generator BLD 0.42kV, 2.5MVA, ONAN , Dyn11, 33 / 0.42 kV) ¦ FED FROM: PS5-61-IV-0002B (Distribution Transformer, Power generator BLD 0.42kV, 2.5MVA, ONAN , Dyn11, 33 / 0.42 kV) ¦ FED FROM: PS5-61-IV- 0002A (Distribution Transformer, Power generator BLD 0.42kV, 2.5MVA, ONAN , Dyn11, 33 / 0.42 kV) ¦ FED FROM: PS5-61-IV- 0002A (Distribution Transformer, Power generator BLD 0.42kV, 2.5MVA, ONAN , Dyn11, 33 / 0.42 kV) ¦ FED FROM: PS5-61-IV- 0002A (Distribution Transformer, Power generator BLD 0.42kV, 2.5MVA, ONAN , Dyn11, 33 / 0.42 kV) ¦ FED FROM: PS5-61-IV- 0002A (Distribution Transformer, Power generator BLD 0.42kV, 2.5MVA, ONAN , Dyn11, 33 / 0.42 kV) ¦ FED FROM: PS5-61-IV- 0002A (Distribution Transformer, Power generator BLD 0.42kV, 2.5MVA, ONAN , Dyn11, 33 / 0.42 kV) ¦ FED FROM: PS5-61-IV- 0002A (Distribution Transformer, Power generator BLD 0.42kV, 2.5MVA, ONAN , Dyn11, 33 / 0.42 kV) ¦ FED FROM: PS5-61-IV- 0002A (Distribution Transformer, Power generator BLD 0.42kV, 2.5MVA, ONAN , Dyn11, 33 / 0.42 kV) ¦ FED FROM: PS5-61-IV- 0002A (Distribution Transformer, Power generator BLD 0.42kV, 2.5MVA, ONAN , Dyn11, 33 / 0.42 kV) ¦ FED FROM: PS5-61-IV- 0002A (Distribution Transformer, Power generator BLD 0.42kV, 2.5MVA, ONAN , Dyn11, 33 / 0.42 kV) ¦ FED FROM: PS5-61-IV- 0002A (Distribution Transformer, Power generator BLD 0.42kV, 2.5MVA, ONAN , Dyn11, 33 / 0.42 kV) ¦ FED FROM: PS5-61-IV- 0002A (Distribution Transformer, Power generator BLD 0.42kV, 2.5MVA, ONAN , Dyn11, 33 / 0.42 kV) ¦ FED FROM: PS5-61-IV- 0002A (Distribution Transformer, Power generator BLD 0.42kV, 2.5MVA, ONAN , Dyn11, 33 / 0.42 kV) ¦ FED FROM: PS5-61-IV- 0002A (Distribution Transformer, Power generator BLD 0.42kV, 2.5MVA, ONAN , Dyn11, 33 / 0.42 kV) ¦ FED FROM: PS5-61-IV- 0002A (Distribution Transformer, Power generator BLD 0.42kV, 2.5MVA, ONAN , Dyn11, 33 / 0.42 kV) ¦ FED FROM: PS5-61-IV- 0002A (Distribution Transformer, Power generator BLD 0.42kV, 2.5MVA, ONAN , Dyn11, 33 / 0.42 kV) ¦ FED FROM: PS5-61-IV- 0002A (Distribution Transformer, Power generator BLD 0.42kV, 2.5MVA, ONAN , Dyn11, 33 / 0.42 kV) ¦ FED FROM: PS5-61-IV- 0002A (Distribution Transformer, Power generator BLD 0.42kV, 2.5MVA, ONAN , Dyn11, 33 / 0.42 kV) ¦ FED FROM: PS5-61-IV- 0002A (Distribution Transformer, Power generator BLD 0.42kV, 2.5MVA, ONAN , Dyn11, 33 / 0.42 kV) ¦ FED FROM: PS5-05-BE-0001 (EDG Power JB) ¦ FED FROM: PS5-05-BE-0001 (EDG Power JB) ¦ FED FROM: PS5-05-BE-0001 (EDG Power JB) ¦ FED FROM: PS5-05-BE-0001 (EDG Power JB) ¦ FED FROM: PS5-05-BE-0001 (EDG Power JB) ¦ FED FROM: PS5-05-BE-0001 (EDG Power JB) ¦ FED FROM: PS5-05-BE-0001 (EDG Power JB) ¦ FED FROM: PS5-05-BE-0001 (EDG Power JB) ¦ FED FROM: PS5-05-BE-0001 (EDG Power JB) ¦ FED FROM: PS5-05-BE-0001 (EDG Power JB) ¦ FED FROM: PS5-05-BE-0001 (EDG Power JB) ¦ FED FROM: PS5-05-BE-0001 (EDG Power JB) ¦ FED FROM: PS5-05-BE-0001 (EDG Power JB) ¦ FED FROM: PS5-05-BE-0001 (EDG Power JB) ¦ FED FROM: PS5-05-BE-0001 (EDG Power JB) ¦ FED FROM: PS5-05-BE-0001 (EDG Power JB) ¦ FED FROM: PS5-05-BE-0001 (EDG Power JB) ¦ FED FROM: PS5-05-BE-0001 (EDG Power JB) ¦ FED FROM: PS5-61-IV- 0002A (Distribution Transformer, Power generator BLD 0.42kV, 2.5MVA, ONAN , Dyn11, 33 / 0.42 kV) ¦ FED FROM: PS5-61-IV-0002B (Distribution Transformer, Power generator BLD 0.42kV, 2.5MVA, ONAN , Dyn11, 33 / 0.42 kV) ¦ SUPPLIES: PS5-01-IG-0001 (Water Mist system Distribution board) ¦ SUPPLIES: PS5-05-IE-8100 (Unit Control Panel) ¦ SUPPLIES: PS5-05-IE-8100 (Unit Control Panel) ¦ SUPPLIES: PS5-05-IE-8100 (Unit Control Panel) ¦ SUPPLIES: PS5-05-IE-8100 (Unit Control Panel) ¦ SUPPLIES: PS5-05-IE-8100 (Unit Control Panel) ¦ SUPPLIES: PS5-05-IE-8100 (Unit Control Panel) ¦ SUPPLIES: PS5-05-IE-8100 (Unit Control Panel) ¦ SUPPLIES: PS5-05-IE-8100 (Unit Control Panel) ¦ SUPPLIES: PS5-05-IE-8100 (Unit Control Panel) ¦ SUPPLIES: PS5-05-IE-8100 (Unit Control Panel) ¦ SUPPLIES: PS5-05-IE-8100 (Unit Control Panel) ¦ SUPPLIES: PS5-05-IE-8100 (Unit Control Panel) ¦ SUPPLIES: PS5-05-IE-8100 (Unit Control Panel) ¦ SUPPLIES: PS5-05-IE-8100 (Unit Control Panel) ¦ SUPPLIES: PS5-05-IE-8100 (Unit Control Panel) ¦ SUPPLIES: PS5-05-IE-8100 (Unit Control Panel) ¦ SUPPLIES: PS5-05-IE-8100 (Unit Control Panel) ¦ SUPPLIES: PS5-05-IE-8100 (Unit Control Panel) ¦ SUPPLIES: PS5-05-IE-8100 (Unit Control Panel) ¦ SUPPLIES: PS5-05-IE-8100 (Unit Control Panel) ¦ SUPPLIES: PS5-05-IE-8100 (Unit Control Panel) ¦ SUPPLIES: PS5-05-IG-0009 (EDG - Power Distribution Panel) ¦ SUPPLIES: PS5-05-IG-0025 (Indoor Emergency L&SP DB - Generator Building) ¦ SUPPLIES: PS5-05-IG-0026 (Indoor Emergency L&SP DB - Generator Electrical Building) ¦ SUPPLIES: PS5-06-GU- 0003A (AC UPS A - Generator Electrical Building) ¦ SUPPLIES: PS5-06-GU- 0003B (AC UPS B - Generator Electrical Building) ¦ SUPPLIES: PS5-06-GU- 0003C (AC UPS Bypass - Generator Electrical Building) ¦ SUPPLIES: PS5-60-IH- 0001A (GENERATOR A AUXILIARY MCC - Generator Elect. Building) ¦ SUPPLIES: PS5-60-IH- 0001A (GENERATOR A AUXILIARY MCC - Generator Elect. Building) ¦ SUPPLIES: PS5-60-IH- 0001A (GENERATOR A AUXILIARY MCC - Generator Elect. Building) ¦ SUPPLIES: PS5-60-IH- 0001A (GENERATOR A AUXILIARY MCC - Generator Elect. Building) ¦ SUPPLIES: PS5-60-IH- 0001A (GENERATOR A AUXILIARY MCC - Generator Elect. Building) ¦ SUPPLIES: PS5-60-IH- 0001B (GENERATOR B AUXILIARY MCC - Generator Elect.Building) ¦ SUPPLIES: PS5-60-IH- 0001B (GENERATOR B AUXILIARY MCC - Generator Elect.Building) ¦ SUPPLIES: PS5-60-IH- 0001B (GENERATOR B AUXILIARY MCC - Generator Elect.Building) ¦ SUPPLIES: PS5-60-IH- 0001B (GENERATOR B AUXILIARY MCC - Generator Elect.Building) ¦ SUPPLIES: PS5-60-IH- 0001B (GENERATOR B AUXILIARY MCC - Generator Elect.Building) ¦ SUPPLIES: PS5-60-IH- 0001C (GENERATOR C AUXILIARY MCC - Generator Elect. Building) ¦ SUPPLIES: PS5-60-IH- 0001C (GENERATOR C AUXILIARY MCC - Generator Elect. Building) ¦ SUPPLIES: PS5-60-IH- 0001C (GENERATOR C AUXILIARY MCC - Generator Elect. Building) ¦ SUPPLIES: PS5-60-IH- 0001C (GENERATOR C AUXILIARY MCC - Generator Elect. Building) ¦ SUPPLIES: PS5-60-IH- 0001C (GENERATOR C AUXILIARY MCC - Generator Elect. Building) ¦ SUPPLIES: PS5-60-IH- 0001D (GENERATOR D AUXILIARY MCC - Generator Elect. Building) ¦ SUPPLIES: PS5-60-IH- 0001D (GENERATOR D AUXILIARY MCC - Generator Elect. Building) ¦ SUPPLIES: PS5-60-IH- 0001D (GENERATOR D AUXILIARY MCC - Generator Elect. Building) ¦ SUPPLIES: PS5-60-IH- 0001D (GENERATOR D AUXILIARY MCC - Generator Elect. Building) ¦ SUPPLIES: PS5-60-IH- 0001D (GENERATOR D AUXILIARY MCC - Generator Elect. Building) ¦ SUPPLIES: PS5-60-IH- 0001E (GENERATOR E AUXILIARYMCC - Generator Elect.Building) ¦ SUPPLIES: PS5-60-IH- 0001E (GENERATOR E AUXILIARYMCC - Generator Elect.Building) ¦ SUPPLIES: PS5-60-IH- 0001E (GENERATOR E AUXILIARYMCC - Generator Elect.Building) ¦ SUPPLIES: PS5-60-IH- 0001E (GENERATOR E AUXILIARYMCC - Generator Elect.Building) ¦ SUPPLIES: PS5-60-IH- 0001E (GENERATOR E AUXILIARYMCC - Generator Elect.Building) ¦ SUPPLIES: PS5-60-IH-0001F (GENERATOR F AUXILIARY MCC - Generator Elect. Building) ¦ SUPPLIES: PS5-60-IH-0001F (GENERATOR F AUXILIARY MCC - Generator Elect. Building) ¦ SUPPLIES: PS5-60-IH-0001F (GENERATOR F AUXILIARY MCC - Generator Elect. Building) ¦ SUPPLIES: PS5-60-IH-0001F (GENERATOR F AUXILIARY MCC - Generator Elect. Building) ¦ SUPPLIES: PS5-60-IH-0001F (GENERATOR F AUXILIARY MCC - Generator Elect. Building) ¦ SUPPLIES: PS5-60-IH- 0001G (GENERATOR G AUXILIARY MCC - Generator Electrical Building) ¦ SUPPLIES: PS5-60-IH- 0001G (GENERATOR G AUXILIARY MCC - Generator Electrical Building) ¦ SUPPLIES: PS5-60-IH- 0001G (GENERATOR G AUXILIARY MCC - Generator Electrical Building) ¦ SUPPLIES: PS5-60-IH- 0001G (GENERATOR G AUXILIARY MCC - Generator Electrical Building) ¦ SUPPLIES: PS5-60-IH- 0001G (GENERATOR G AUXILIARY MCC - Generator Electrical Building) ¦ SUPPLIES: PS5-60-IH-0002 (GENERATOR COMMON MCC - Generator Elect. Building) ¦ SUPPLIES: PS5-60-IH-0002 (GENERATOR COMMON MCC - Generator Elect. Building) ¦ SUPPLIES: PS5-60-IH-0002 (GENERATOR COMMON MCC - Generator Elect. Building) ¦ SUPPLIES: PS5-60-IH-0002 (GENERATOR COMMON MCC - Generator Elect. Building) ¦ SUPPLIES: PS5-60-IH-0002 (GENERATOR COMMON MCC - Generator Elect. Building) ¦ SUPPLIES: PS5-60-IH-0002 (GENERATOR COMMON MCC - Generator Elect. Building) ¦ SUPPLIES: PS5-60-IH-0002 (GENERATOR COMMON MCC - Generator Elect. Building) ¦ SUPPLIES: PS5-60-IH-0002 (GENERATOR COMMON MCC - Generator Elect. Building) ¦ SUPPLIES: PS5-60-IH-0002 (GENERATOR COMMON MCC - Generator Elect. Building) ¦ SUPPLIES: PS5-60-IH-0002 (GENERATOR COMMON MCC - Generator Elect. Building) ¦ SUPPLIES: PS5-61-IJ-0001 (CBGS-0 33kV MV Switchgear, 1250A, IAC AFLR 25kA/3s) ¦ SUPPLIES: PS5-61-IJ-0001 (CBGS-0 33kV MV Switchgear, 1250A, IAC AFLR 25kA/3s) ¦ SUPPLIES: PS5-61-IK-0001 (0.4kV Switchboard) ¦ SUPPLIES: PS5-61-IK-0001 (0.4kV Switchboard) ¦ SUPPLIES: PS5-61-IK-0001 (0.4kV Switchboard) ¦ SUPPLIES: PS5-61-IK-0001 (0.4kV Switchboard) ¦ SUPPLIES: PS5-61-IK-0001 (0.4kV Switchboard) ¦ SUPPLIES: PS5-61-IK-0001 (0.4kV Switchboard) ¦ SUPPLIES: PS5-61-IK-0001 (0.4kV Switchboard) ¦ SUPPLIES: PS5-61-IK-0005 (0.4kV Switchboard)
| PS5-61-IK-0005 | FED FROM: PS5-61-IJ-0001 (CBGS-0 33kV MV Switchgear, 1250A, IAC AFLR 25kA/3s) ¦ FED FROM: PS5-61-IJ-0001 (CBGS-0 33kV MV Switchgear, 1250A, IAC AFLR 25kA/3s) ¦ FED FROM: PS5-61-IK-0003 (0.4kV Switchboard)
PS5-61-06 - 0.4kV Switchboard Power Generator Building (PS5-61-IK-0006) | PS5-61-IK-0006 | FED FROM: PS5-61-IV- 0007A (Distribution Transformer, New Power generator BLD 0.42kV, 2MVA, ONAN , Dyn11, 33 / 0.42 kV) ¦ FED FROM: PS5-61-IV- 0007A (Distribution Transformer, New Power generator BLD 0.42kV, 2MVA, ONAN , Dyn11, 33 / 0.42 kV) ¦ FED FROM: PS5-61-IV-0007B (Distribution Transformer, New Power generator BLD 0.42kV, 2MVA, ONAN , Dyn11, 33 / 0.42 kV) ¦ FED FROM: PS5-61-IV-0007B (Distribution Transformer, New Power generator BLD 0.42kV, 2MVA, ONAN , Dyn11, 33 / 0.42 kV) ¦ FED FROM: PS5-61-IV- 0007A (Distribution Transformer, New Power generator BLD 0.42kV, 2MVA, ONAN , Dyn11, 33 / 0.42 kV) ¦ FED FROM: PS5-61-IV- 0007A (Distribution Transformer, New Power generator BLD 0.42kV, 2MVA, ONAN , Dyn11, 33 / 0.42 kV) ¦ FED FROM: PS5-61-IV- 0007A (Distribution Transformer, New Power generator BLD 0.42kV, 2MVA, ONAN , Dyn11, 33 / 0.42 kV) ¦ FED FROM: PS5-61-IV- 0007A (Distribution Transformer, New Power generator BLD 0.42kV, 2MVA, ONAN , Dyn11, 33 / 0.42 kV) ¦ FED FROM: PS5-61-IV- 0007A (Distribution Transformer, New Power generator BLD 0.42kV, 2MVA, ONAN , Dyn11, 33 / 0.42 kV) ¦ FED FROM: PS5-61-IV- 0007A (Distribution Transformer, New Power generator BLD 0.42kV, 2MVA, ONAN , Dyn11, 33 / 0.42 kV) ¦ FED FROM: PS5-61-IV- 0007A (Distribution Transformer, New Power generator BLD 0.42kV, 2MVA, ONAN , Dyn11, 33 / 0.42 kV) ¦ FED FROM: PS5-61-IV- 0007A (Distribution Transformer, New Power generator BLD 0.42kV, 2MVA, ONAN , Dyn11, 33 / 0.42 kV) ¦ FED FROM: PS5-61-IV- 0007A (Distribution Transformer, New Power generator BLD 0.42kV, 2MVA, ONAN , Dyn11, 33 / 0.42 kV) ¦ FED FROM: PS5-61-IV- 0007A (Distribution Transformer, New Power generator BLD 0.42kV, 2MVA, ONAN , Dyn11, 33 / 0.42 kV) ¦ FED FROM: PS5-61-IV- 0007A (Distribution Transformer, New Power generator BLD 0.42kV, 2MVA, ONAN , Dyn11, 33 / 0.42 kV) ¦ FED FROM: PS5-61-IV- 0007A (Distribution Transformer, New Power generator BLD 0.42kV, 2MVA, ONAN , Dyn11, 33 / 0.42 kV) ¦ FED FROM: PS5-61-IV- 0007A (Distribution Transformer, New Power generator BLD 0.42kV, 2MVA, ONAN , Dyn11, 33 / 0.42 kV) ¦ FED FROM: PS5-61-IV- 0007A (Distribution Transformer, New Power generator BLD 0.42kV, 2MVA, ONAN , Dyn11, 33 / 0.42 kV) ¦ FED FROM: PS5-61-IV-0007B (Distribution Transformer, New Power generator BLD 0.42kV, 2MVA, ONAN , Dyn11, 33 / 0.42 kV) ¦ FED FROM: PS5-61-IV-0007B (Distribution Transformer, New Power generator BLD 0.42kV, 2MVA, ONAN , Dyn11, 33 / 0.42 kV) ¦ FED FROM: PS5-61-IV-0007B (Distribution Transformer, New Power generator BLD 0.42kV, 2MVA, ONAN , Dyn11, 33 / 0.42 kV) ¦ FED FROM: PS5-61-IV-0007B (Distribution Transformer, New Power generator BLD 0.42kV, 2MVA, ONAN , Dyn11, 33 / 0.42 kV) ¦ FED FROM: PS5-61-IV-0007B (Distribution Transformer, New Power generator BLD 0.42kV, 2MVA, ONAN , Dyn11, 33 / 0.42 kV) ¦ FED FROM: PS5-61-IV-0007B (Distribution Transformer, New Power generator BLD 0.42kV, 2MVA, ONAN , Dyn11, 33 / 0.42 kV) ¦ FED FROM: PS5-61-IV-0007B (Distribution Transformer, New Power generator BLD 0.42kV, 2MVA, ONAN , Dyn11, 33 / 0.42 kV) ¦ FED FROM: PS5-61-IV-0007B (Distribution Transformer, New Power generator BLD 0.42kV, 2MVA, ONAN , Dyn11, 33 / 0.42 kV) ¦ FED FROM: PS5-61-IV-0007B (Distribution Transformer, New Power generator BLD 0.42kV, 2MVA, ONAN , Dyn11, 33 / 0.42 kV) ¦ FED FROM: PS5-61-IV-0007B (Distribution Transformer, New Power generator BLD 0.42kV, 2MVA, ONAN , Dyn11, 33 / 0.42 kV) ¦ FED FROM: PS5-61-IV-0007B (Distribution Transformer, New Power generator BLD 0.42kV, 2MVA, ONAN , Dyn11, 33 / 0.42 kV) ¦ FED FROM: PS5-61-IV-0007B (Distribution Transformer, New Power generator BLD 0.42kV, 2MVA, ONAN , Dyn11, 33 / 0.42 kV) ¦ FED FROM: PS5-61-IV-0007B (Distribution Transformer, New Power generator BLD 0.42kV, 2MVA, ONAN , Dyn11, 33 / 0.42 kV) ¦ FED FROM: PS5-61-IV-0007B (Distribution Transformer, New Power generator BLD 0.42kV, 2MVA, ONAN , Dyn11, 33 / 0.42 kV) ¦ FED FROM: PS5-06-IG- 0004A (AC UPS DB - Generator Electrical Bldng) ¦ FED FROM: PS5-06-IG- 0004B (AC UPS DB - Generator Electrical Bldng) ¦ FED FROM: PS5-61-IG-0016 (Generator Electrical Building Normal L&SP Distribution Board PS-5) ¦ FED FROM: PS5-61-IG-0016 (Generator Electrical Building Normal L&SP Distribution Board PS-5) ¦ FED FROM: PS5-61-IV- 0007A (Distribution Transformer, New Power generator BLD 0.42kV, 2MVA, ONAN , Dyn11, 33 / 0.42 kV) ¦ FED FROM: PS5-61-IV-0007B (Distribution Transformer, New Power generator BLD 0.42kV, 2MVA, ONAN , Dyn11, 33 / 0.42 kV) ¦ SUPPLIES: PS5-61-IG-0015 (CRO Generator Building Normal L&SP Distribution Board PS-5) ¦ SUPPLIES: PS5-61-IG-0016 (Generator Electrical Building Normal L&SP Distribution Board PS-5) ¦ SUPPLIES: PS5-61-IH-0004 (HVAC MCC - Generator Building) ¦ SUPPLIES: PS5-61-IH-0004 (HVAC MCC - Generator Building) ¦ SUPPLIES: PS5-61-IH-0004 (HVAC MCC - Generator Building) ¦ SUPPLIES: PS5-61-IH-0004 (HVAC MCC - Generator Building) ¦ SUPPLIES: PS5-61-IH-0004 (HVAC MCC - Generator Building) ¦ SUPPLIES: PS5-61-IH-0004 (HVAC MCC - Generator Building) ¦ SUPPLIES: PS5-61-IH-0004 (HVAC MCC - Generator Building) ¦ SUPPLIES: PS5-61-IH-0004 (HVAC MCC - Generator Building) ¦ SUPPLIES: PS5-61-IH-0004 (HVAC MCC - Generator Building) ¦ SUPPLIES: PS5-61-IH-0004 (HVAC MCC - Generator Building) ¦ SUPPLIES: PS5-61-IH-0004 (HVAC MCC - Generator Building) ¦ SUPPLIES: PS5-61-IH-0004 (HVAC MCC - Generator Building) ¦ SUPPLIES: PS5-61-IH-0004 (HVAC MCC - Generator Building) ¦ SUPPLIES: PS5-61-IH-0004 (HVAC MCC - Generator Building) ¦ SUPPLIES: PS5-61-IH-0004 (HVAC MCC - Generator Building) ¦ SUPPLIES: PS5-61-IH-0004 (HVAC MCC - Generator Building) ¦ SUPPLIES: PS5-61-IH-0004 (HVAC MCC - Generator Building) ¦ SUPPLIES: PS5-61-IH-0004 (HVAC MCC - Generator Building) ¦ SUPPLIES: PS5-61-IH-0004 (HVAC MCC - Generator Building) ¦ SUPPLIES: PS5-61-IH-0004 (HVAC MCC - Generator Building) ¦ SUPPLIES: PS5-61-IH-0004 (HVAC MCC - Generator Building) ¦ SUPPLIES: PS5-61-IH-0004 (HVAC MCC - Generator Building) ¦ SUPPLIES: PS5-61-IH-0004 (HVAC MCC - Generator Building) ¦ SUPPLIES: PS5-61-IH-0004 (HVAC MCC - Generator Building) ¦ SUPPLIES: PS5-61-IH-0004 (HVAC MCC - Generator Building) ¦ SUPPLIES: PS5-61-IH-0004 (HVAC MCC - Generator Building) ¦ SUPPLIES: PS5-61-IJ-0001 (CBGS-0 33kV MV Switchgear, 1250A, IAC AFLR 25kA/3s) ¦ SUPPLIES: PS5-61-IJ-0001 (CBGS-0 33kV MV Switchgear, 1250A, IAC AFLR 25kA/3s) ¦ SUPPLIES: PS5-78-JC- 9100A (10 OHT Crane - Generator Building) ¦ SUPPLIES: PS5-78-JC- 9100B (10 OHT Crane - Generator Building) ¦ SUPPLIES: PS5-78-JC- 9100C (10 OHT Crane - Generator Building) ¦ SUPPLIES: PS5-78-JC- 9100D (10 OHT Crane - Generator Building)
PS5-61-01 - 33kV Switchboard EITS Building (PS5-61-IJ-0001) | PS5-61-ISR-0101 | FED FROM: PS5-61-IJ-0001 (CBGS-0 33kV MV Switchgear, 1250A, IAC AFLR 25kA/3s) ¦ FED FROM: PS5-61-IJ-0001 (CBGS-0 33kV MV Switchgear, 1250A, IAC AFLR 25kA/3s) ¦ FED FROM: PS5-61-IJ-0001 (CBGS-0 33kV MV Switchgear, 1250A, IAC AFLR 25kA/3s) ¦ FED FROM: PS5-61-IG-0008 (Normal Auxiliary Distribution Panel - 3Ph 400 Inc, 1Ph 230VAC Outgoings, 160A, 50KA/1s) ¦ SUPPLIES: PS5-61-IJ-0001 (CBGS-0 33kV MV Switchgear, 1250A, IAC AFLR 25kA/3s)
PS5-61-01 - 33kV Switchboard EITS Building (PS5-61-IJ-0001) | PS5-61-ISR-0102 | FED FROM: PS5-61-IJ-0001 (CBGS-0 33kV MV Switchgear, 1250A, IAC AFLR 25kA/3s) ¦ FED FROM: PS5-61-IJ-0001 (CBGS-0 33kV MV Switchgear, 1250A, IAC AFLR 25kA/3s) ¦ FED FROM: PS5-61-IJ-0001 (CBGS-0 33kV MV Switchgear, 1250A, IAC AFLR 25kA/3s) ¦ FED FROM: PS5-61-IG-0008 (Normal Auxiliary Distribution Panel - 3Ph 400 Inc, 1Ph 230VAC Outgoings, 160A, 50KA/1s) ¦ SUPPLIES: PS5-61-IJ-0001 (CBGS-0 33kV MV Switchgear, 1250A, IAC AFLR 25kA/3s)
PS5-60-01 - Power Generation Package A | PS5-61-IU- 0001A | FED FROM: PS5-60-GE- 8100A (Power Generator) ¦ FED FROM: PS5-60-GE- 8100A (Power Generator) ¦ FED FROM: PS5-60-GE- 8100A (Power Generator) ¦ SUPPLIES: PS5-61-IJ-0001 (CBGS-0 33kV MV Switchgear, 1250A, IAC AFLR 25kA/3s) ¦ SUPPLIES: PS5-61-IJ-0001 (CBGS-0 33kV MV Switchgear, 1250A, IAC AFLR 25kA/3s) ¦ SUPPLIES: PS5-61-IJ-0001 (CBGS-0 33kV MV Switchgear, 1250A, IAC AFLR 25kA/3s) ¦ SUPPLIES: PS5-61-IJ-0001 (CBGS-0 33kV MV Switchgear, 1250A, IAC AFLR 25kA/3s)
PS5-60-04 - Power Generation Package B | PS5-61-IU- 0001B | FED FROM: PS5-60-GE- 8100B (Power Generator) ¦ FED FROM: PS5-60-GE- 8100B (Power Generator) ¦ FED FROM: PS5-60-GE- 8100B (Power Generator) ¦ SUPPLIES: PS5-61-IJ-0001 (CBGS-0 33kV MV Switchgear, 1250A, IAC AFLR 25kA/3s) ¦ SUPPLIES: PS5-61-IJ-0001 (CBGS-0 33kV MV Switchgear, 1250A, IAC AFLR 25kA/3s) ¦ SUPPLIES: PS5-61-IJ-0001 (CBGS-0 33kV MV Switchgear, 1250A, IAC AFLR 25kA/3s) ¦ SUPPLIES: PS5-61-IJ-0001 (CBGS-0 33kV MV Switchgear, 1250A, IAC AFLR 25kA/3s)
PS5-60-07 - Power Generation Package C | PS5-61-IU- 0001C | FED FROM: PS5-60-GE- 8100C (Power Generator) ¦ FED FROM: PS5-60-GE- 8100C (Power Generator) ¦ FED FROM: PS5-60-GE- 8100C (Power Generator) ¦ SUPPLIES: PS5-61-IJ-0001 (CBGS-0 33kV MV Switchgear, 1250A, IAC AFLR 25kA/3s) ¦ SUPPLIES: PS5-61-IJ-0001 (CBGS-0 33kV MV Switchgear, 1250A, IAC AFLR 25kA/3s) ¦ SUPPLIES: PS5-61-IJ-0001 (CBGS-0 33kV MV Switchgear, 1250A, IAC AFLR 25kA/3s) ¦ SUPPLIES: PS5-61-IJ-0001 (CBGS-0 33kV MV Switchgear, 1250A, IAC AFLR 25kA/3s)
PS5-60-10 - Power Generation Package D | PS5-61-IU- 0001D | FED FROM: PS5-60-GE- 8100D (Power Generator) ¦ FED FROM: PS5-60-GE- 8100D (Power Generator) ¦ FED FROM: PS5-60-GE- 8100D (Power Generator) ¦ SUPPLIES: PS5-61-IJ-0001 (CBGS-0 33kV MV Switchgear, 1250A, IAC AFLR 25kA/3s) ¦ SUPPLIES: PS5-61-IJ-0001 (CBGS-0 33kV MV Switchgear, 1250A, IAC AFLR 25kA/3s) ¦ SUPPLIES: PS5-61-IJ-0001 (CBGS-0 33kV MV Switchgear, 1250A, IAC AFLR 25kA/3s) ¦ SUPPLIES: PS5-61-IJ-0001 (CBGS-0 33kV MV Switchgear, 1250A, IAC AFLR 25kA/3s)
PS5-60-13 - Power Generation Package E | PS5-61-IU- 0001E | FED FROM: PS5-60-GE- 8100E (Power Generator) ¦ FED FROM: PS5-60-GE- 8100E (Power Generator) ¦ FED FROM: PS5-60-GE- 8100E (Power Generator) ¦ SUPPLIES: PS5-61-IJ-0001 (CBGS-0 33kV MV Switchgear, 1250A, IAC AFLR 25kA/3s) ¦ SUPPLIES: PS5-61-IJ-0001 (CBGS-0 33kV MV Switchgear, 1250A, IAC AFLR 25kA/3s) ¦ SUPPLIES: PS5-61-IJ-0001 (CBGS-0 33kV MV Switchgear, 1250A, IAC AFLR 25kA/3s) ¦ SUPPLIES: PS5-61-IJ-0001 (CBGS-0 33kV MV Switchgear, 1250A, IAC AFLR 25kA/3s)
PS5-60-16 - Power Generation Package F | PS5-61-IU- 0001F | FED FROM: PS5-60-GE- 8100F (Power Generator) ¦ FED FROM: PS5-60-GE- 8100F (Power Generator) ¦ FED FROM: PS5-60-GE- 8100F (Power Generator) ¦ SUPPLIES: PS5-61-IJ-0001 (CBGS-0 33kV MV Switchgear, 1250A, IAC AFLR 25kA/3s) ¦ SUPPLIES: PS5-61-IJ-0001 (CBGS-0 33kV MV Switchgear, 1250A, IAC AFLR 25kA/3s) ¦ SUPPLIES: PS5-61-IJ-0001 (CBGS-0 33kV MV Switchgear, 1250A, IAC AFLR 25kA/3s) ¦ SUPPLIES: PS5-61-IJ-0001 (CBGS-0 33kV MV Switchgear, 1250A, IAC AFLR 25kA/3s)
PS5-60-19 - Power Generation Package G | PS5-61-IU- 0001G | FED FROM: PS5-60-GE- 8100G (Power Generator) ¦ FED FROM: PS5-60-GE- 8100G (Power Generator) ¦ FED FROM: PS5-60-GE- 8100G (Power Generator) ¦ SUPPLIES: PS5-61-IJ-0001 (CBGS-0 33kV MV Switchgear, 1250A, IAC AFLR 25kA/3s) ¦ SUPPLIES: PS5-61-IJ-0001 (CBGS-0 33kV MV Switchgear, 1250A, IAC AFLR 25kA/3s) ¦ SUPPLIES: PS5-61-IJ-0001 (CBGS-0 33kV MV Switchgear, 1250A, IAC AFLR 25kA/3s) ¦ SUPPLIES: PS5-61-IJ-0001 (CBGS-0 33kV MV Switchgear, 1250A, IAC AFLR 25kA/3s)
PS5-25-02 - Crude Oil Export Pump A | PS5-61-IU- 3100A | FED FROM: PS5-61-IJ-0001 (CBGS-0 33kV MV Switchgear, 1250A, IAC AFLR 25kA/3s) ¦ FED FROM: PS5-61-IJ-0001 (CBGS-0 33kV MV Switchgear, 1250A, IAC AFLR 25kA/3s) ¦ FED FROM: PS5-61-IJ-0001 (CBGS-0 33kV MV Switchgear, 1250A, IAC AFLR 25kA/3s) ¦ FED FROM: PS5-61-IV- 0006A (Pre-Magnetisation Transformer - VSD Package) ¦ FED FROM: PS5-61-IDH- 3100A (Variable Speed Drive - Export Pump) ¦ SUPPLIES: PS5-61-IDH- 3100A (Variable Speed Drive - Export Pump) ¦ SUPPLIES: PS5-61-IDH- 3100A (Variable Speed Drive - Export Pump) ¦ SUPPLIES: PS5-61-IDH- 3100A (Variable Speed Drive - Export Pump) ¦ SUPPLIES: PS5-61-IDH- 3100A (Variable Speed Drive - Export Pump) ¦ SUPPLIES: PS5-61-IDH- 3100A (Variable Speed Drive - Export Pump) ¦ SUPPLIES: PS5-61-IDH- 3100A (Variable Speed Drive - Export Pump) ¦ SUPPLIES: PS5-61-IDH- 3100A (Variable Speed Drive - Export Pump) ¦ SUPPLIES: PS5-61-IDH- 3100A (Variable Speed Drive - Export Pump) ¦ SUPPLIES: PS5-61-IDH- 3100A (Variable Speed Drive - Export Pump) ¦ SUPPLIES: PS5-61-IDH- 3100A (Variable Speed Drive - Export Pump) ¦ SUPPLIES: PS5-61-IDH- 3100A (Variable Speed Drive - Export Pump) ¦ SUPPLIES: PS5-61-IDH- 3100A (Variable Speed Drive - Export Pump) ¦ SUPPLIES: PS5-61-IDH- 3100A (Variable Speed Drive - Export Pump)
PS5-25-03 - Crude Oil Export Pump B | PS5-61-IU- 3100B | FED FROM: PS5-61-IJ-0001 (CBGS-0 33kV MV Switchgear, 1250A, IAC AFLR 25kA/3s) ¦ FED FROM: PS5-61-IJ-0001 (CBGS-0 33kV MV Switchgear, 1250A, IAC AFLR 25kA/3s) ¦ FED FROM: PS5-61-IJ-0001 (CBGS-0 33kV MV Switchgear, 1250A, IAC AFLR 25kA/3s) ¦ FED FROM: PS5-61-IV-0006B (Pre-Magnetisation Transformer - VSD Package) ¦ FED FROM: PS5-61-IDH- 3100B (Variable Speed Drive - Export Pump) ¦ SUPPLIES: PS5-61-IDH- 3100B (Variable Speed Drive - Export Pump) ¦ SUPPLIES: PS5-61-IDH- 3100B (Variable Speed Drive - Export Pump) ¦ SUPPLIES: PS5-61-IDH- 3100B (Variable Speed Drive - Export Pump) ¦ SUPPLIES: PS5-61-IDH- 3100B (Variable Speed Drive - Export Pump) ¦ SUPPLIES: PS5-61-IDH- 3100B (Variable Speed Drive - Export Pump) ¦ SUPPLIES: PS5-61-IDH- 3100B (Variable Speed Drive - Export Pump) ¦ SUPPLIES: PS5-61-IDH- 3100B (Variable Speed Drive - Export Pump) ¦ SUPPLIES: PS5-61-IDH- 3100B (Variable Speed Drive - Export Pump) ¦ SUPPLIES: PS5-61-IDH- 3100B (Variable Speed Drive - Export Pump) ¦ SUPPLIES: PS5-61-IDH- 3100B (Variable Speed Drive - Export Pump) ¦ SUPPLIES: PS5-61-IDH- 3100B (Variable Speed Drive - Export Pump) ¦ SUPPLIES: PS5-61-IDH- 3100B (Variable Speed Drive - Export Pump) ¦ SUPPLIES: PS5-61-IDH- 3100B (Variable Speed Drive - Export Pump)
PS5-25-04 - Crude Oil Export Pump C | PS5-61-IU- 3100C | FED FROM: PS5-61-IJ-0001 (CBGS-0 33kV MV Switchgear, 1250A, IAC AFLR 25kA/3s) ¦ FED FROM: PS5-61-IJ-0001 (CBGS-0 33kV MV Switchgear, 1250A, IAC AFLR 25kA/3s) ¦ FED FROM: PS5-61-IJ-0001 (CBGS-0 33kV MV Switchgear, 1250A, IAC AFLR 25kA/3s) ¦ FED FROM: PS5-61-IV-0006C (Pre-Magnetisation Transformer - VSD Package) ¦ FED FROM: PS5-61-IDH- 3100C (Variable Speed Drive - Export Pump) ¦ SUPPLIES: PS5-61-IDH- 3100C (Variable Speed Drive - Export Pump) ¦ SUPPLIES: PS5-61-IDH- 3100C (Variable Speed Drive - Export Pump) ¦ SUPPLIES: PS5-61-IDH- 3100C (Variable Speed Drive - Export Pump) ¦ SUPPLIES: PS5-61-IDH- 3100C (Variable Speed Drive - Export Pump) ¦ SUPPLIES: PS5-61-IDH- 3100C (Variable Speed Drive - Export Pump) ¦ SUPPLIES: PS5-61-IDH- 3100C (Variable Speed Drive - Export Pump) ¦ SUPPLIES: PS5-61-IDH- 3100C (Variable Speed Drive - Export Pump) ¦ SUPPLIES: PS5-61-IDH- 3100C (Variable Speed Drive - Export Pump) ¦ SUPPLIES: PS5-61-IDH- 3100C (Variable Speed Drive - Export Pump) ¦ SUPPLIES: PS5-61-IDH- 3100C (Variable Speed Drive - Export Pump) ¦ SUPPLIES: PS5-61-IDH- 3100C (Variable Speed Drive - Export Pump) ¦ SUPPLIES: PS5-61-IDH- 3100C (Variable Speed Drive - Export Pump) ¦ SUPPLIES: PS5-61-IDH- 3100C (Variable Speed Drive - Export Pump)
PS5-61-02 - 6.6kV Switchboard and Transformer LLHT North - EITS Building (PS5-61-IJ-0010) | PS5-61-IU-0010 | FED FROM: PS5-61-IJ-0001 (CBGS-0 33kV MV Switchgear, 1250A, IAC AFLR 25kA/3s) ¦ FED FROM: PS5-61-IJ-0001 (CBGS-0 33kV MV Switchgear, 1250A, IAC AFLR 25kA/3s) ¦ FED FROM: PS5-61-IJ-0001 (CBGS-0 33kV MV Switchgear, 1250A, IAC AFLR 25kA/3s) ¦ FED FROM: PS5-61-IG-0008 (Normal Auxiliary Distribution Panel - 3Ph 400 Inc, 1Ph 230VAC Outgoings, 160A, 50KA/1s) ¦ FED FROM: PS5-61-IG-0008 (Normal Auxiliary Distribution Panel - 3Ph 400 Inc, 1Ph 230VAC Outgoings, 160A, 50KA/1s) ¦ SUPPLIES: PS5-61-IE-0002 (ECS 2 Panelboard) ¦ SUPPLIES: PS5-61-IE-0002 (ECS 2 Panelboard) ¦ SUPPLIES: PS5-61-IE-0002 (ECS 2 Panelboard) ¦ SUPPLIES: PS5-61-IJ-0001 (CBGS-0 33kV MV Switchgear, 1250A, IAC AFLR 25kA/3s) ¦ SUPPLIES: PS5-61-IJ-0001 (CBGS-0 33kV MV Switchgear, 1250A, IAC AFLR 25kA/3s) ¦ SUPPLIES: PS5-61-IJ-0001 (CBGS-0 33kV MV Switchgear, 1250A, IAC AFLR 25kA/3s) ¦ SUPPLIES: PS5-61-IJ-0010 (SM6 LLHT 7.2 kV MV Switchgear, 630A, 16kA/3s) ¦ SUPPLIES: PS5-61-IJ-0010 (SM6 LLHT 7.2 kV MV Switchgear, 630A, 16kA/3s) ¦ SUPPLIES: PS5-61-IJ-0010 (SM6 LLHT 7.2 kV MV Switchgear, 630A, 16kA/3s) ¦ SUPPLIES: PS5-61-NER- 0010 (NER of LLHT Transformer 0.696MVA, Dyn11, 33/1.75-3.35kV)
PS5-61-03 - 6.6kV Switchboard and Transformer LLHT South - EITS Building (PS5-61-IJ-0011) | PS5-61-IU-0011 | FED FROM: PS5-61-IJ-0001 (CBGS-0 33kV MV Switchgear, 1250A, IAC AFLR 25kA/3s) ¦ FED FROM: PS5-61-IJ-0001 (CBGS-0 33kV MV Switchgear, 1250A, IAC AFLR 25kA/3s) ¦ FED FROM: PS5-61-IJ-0001 (CBGS-0 33kV MV Switchgear, 1250A, IAC AFLR 25kA/3s) ¦ FED FROM: PS5-61-IG-0008 (Normal Auxiliary Distribution Panel - 3Ph 400 Inc, 1Ph 230VAC Outgoings, 160A, 50KA/1s) ¦ FED FROM: PS5-61-IG-0008 (Normal Auxiliary Distribution Panel - 3Ph 400 Inc, 1Ph 230VAC Outgoings, 160A, 50KA/1s) ¦ SUPPLIES: PS5-61-IE-0002 (ECS 2 Panelboard) ¦ SUPPLIES: PS5-61-IE-0002 (ECS 2 Panelboard) ¦ SUPPLIES: PS5-61-IE-0002 (ECS 2 Panelboard) ¦ SUPPLIES: PS5-61-IJ-0001 (CBGS-0 33kV MV Switchgear, 1250A, IAC AFLR 25kA/3s) ¦ SUPPLIES: PS5-61-IJ-0001 (CBGS-0 33kV MV Switchgear, 1250A, IAC AFLR 25kA/3s) ¦ SUPPLIES: PS5-61-IJ-0001 (CBGS-0 33kV MV Switchgear, 1250A, IAC AFLR 25kA/3s) ¦ SUPPLIES: PS5-61-IJ-0011 (SM6 LLHT 7.2 kV MV Switchgear, 630A, 16kA/3s) ¦ SUPPLIES: PS5-61-IJ-0011 (SM6 LLHT 7.2 kV MV Switchgear, 630A, 16kA/3s) ¦ SUPPLIES: PS5-61-IJ-0011 (SM6 LLHT 7.2 kV MV Switchgear, 630A, 16kA/3s) ¦ SUPPLIES: PS5-61-NER- 0011 (NER of LLHT Transformer 1.247MVA, Dyn11, 33/3.2-6kV)
PS5-61-07 - 0.4kV Switchboard EITS Building (PS5-61-IK-0001) | PS5-61-IV- 0001A | FED FROM: PS5-61-IJ-0001 (CBGS-0 33kV MV Switchgear, 1250A, IAC AFLR 25kA/3s) ¦ FED FROM: PS5-61-IJ-0001 (CBGS-0 33kV MV Switchgear, 1250A, IAC AFLR 25kA/3s) ¦ FED FROM: PS5-61-IJ-0001 (CBGS-0 33kV MV Switchgear, 1250A, IAC AFLR 25kA/3s) ¦ FED FROM: PS5-61-IG-0008 (Normal Auxiliary Distribution Panel - 3Ph 400 Inc, 1Ph 230VAC Outgoings, 160A, 50KA/1s) ¦ SUPPLIES: PS5-61-IJ-0001 (CBGS-0 33kV MV Switchgear, 1250A, IAC AFLR 25kA/3s) ¦ SUPPLIES: PS5-61-IK-0001 (0.4kV Switchboard) ¦ SUPPLIES: PS5-61-IK-0001 (0.4kV Switchboard) ¦ SUPPLIES: PS5-61-IK-0001 (0.4kV Switchboard) ¦ SUPPLIES: PS5-61-IK-0001 (0.4kV Switchboard) ¦ SUPPLIES: PS5-61-IK-0001 (0.4kV Switchboard) ¦ SUPPLIES: PS5-61-IK-0001 (0.4kV Switchboard) ¦ SUPPLIES: PS5-61-IK-0001 (0.4kV Switchboard) ¦ SUPPLIES: PS5-61-IK-0001 (0.4kV Switchboard) ¦ SUPPLIES: PS5-61-IK-0001 (0.4kV Switchboard) ¦ SUPPLIES: PS5-61-IK-0001 (0.4kV Switchboard) ¦ SUPPLIES: PS5-61-IK-0001 (0.4kV Switchboard) ¦ SUPPLIES: PS5-61-IK-0001 (0.4kV Switchboard) ¦ SUPPLIES: PS5-61-IK-0001 (0.4kV Switchboard) ¦ SUPPLIES: PS5-61-IK-0001 (0.4kV Switchboard) ¦ SUPPLIES: PS5-61-IK-0001 (0.4kV Switchboard) ¦ SUPPLIES: PS5-61-IK-0001 (0.4kV Switchboard) ¦ SUPPLIES: PS5-61-IK-0001 (0.4kV Switchboard) ¦ SUPPLIES: PS5-61-IK-0001 (0.4kV Switchboard) ¦ SUPPLIES: PS5-61-IK-0001 (0.4kV Switchboard) ¦ SUPPLIES: PS5-61-IK-0001 (0.4kV Switchboard) ¦ SUPPLIES: PS5-61-IK-0001 (0.4kV Switchboard)
PS5-61-01 - 33kV Switchboard EITS Building (PS5-61-IJ-0001) | PS5-61-IV- 0002A | FED FROM: PS5-61-IJ-0001 (CBGS-0 33kV MV Switchgear, 1250A, IAC AFLR 25kA/3s) ¦ FED FROM: PS5-61-IJ-0001 (CBGS-0 33kV MV Switchgear, 1250A, IAC AFLR 25kA/3s) ¦ FED FROM: PS5-61-IJ-0001 (CBGS-0 33kV MV Switchgear, 1250A, IAC AFLR 25kA/3s) ¦ FED FROM: PS5-61-IG-0016 (Generator Electrical Building Normal L&SP Distribution Board PS-5) ¦ SUPPLIES: PS5-61-IJ-0001 (CBGS-0 33kV MV Switchgear, 1250A, IAC AFLR 25kA/3s) ¦ SUPPLIES: PS5-61-IK-0003 (0.4kV Switchboard) ¦ SUPPLIES: PS5-61-IK-0003 (0.4kV Switchboard) ¦ SUPPLIES: PS5-61-IK-0003 (0.4kV Switchboard) ¦ SUPPLIES: PS5-61-IK-0003 (0.4kV Switchboard) ¦ SUPPLIES: PS5-61-IK-0003 (0.4kV Switchboard) ¦ SUPPLIES: PS5-61-IK-0003 (0.4kV Switchboard) ¦ SUPPLIES: PS5-61-IK-0003 (0.4kV Switchboard) ¦ SUPPLIES: PS5-61-IK-0003 (0.4kV Switchboard) ¦ SUPPLIES: PS5-61-IK-0003 (0.4kV Switchboard) ¦ SUPPLIES: PS5-61-IK-0003 (0.4kV Switchboard) ¦ SUPPLIES: PS5-61-IK-0003 (0.4kV Switchboard) ¦ SUPPLIES: PS5-61-IK-0003 (0.4kV Switchboard) ¦ SUPPLIES: PS5-61-IK-0003 (0.4kV Switchboard) ¦ SUPPLIES: PS5-61-IK-0003 (0.4kV Switchboard) ¦ SUPPLIES: PS5-61-IK-0003 (0.4kV Switchboard) ¦ SUPPLIES: PS5-61-IK-0003 (0.4kV Switchboard) ¦ SUPPLIES: PS5-61-IK-0003 (0.4kV Switchboard) ¦ SUPPLIES: PS5-61-IK-0003 (0.4kV Switchboard) ¦ SUPPLIES: PS5-61-IK-0003 (0.4kV Switchboard) ¦ SUPPLIES: PS5-61-IK-0003 (0.4kV Switchboard) ¦ SUPPLIES: PS5-61-IK-0003 (0.4kV Switchboard) ¦ SUPPLIES: PS5-61-IK-0003 (0.4kV Switchboard)
PS5-61-01 - 33kV Switchboard EITS Building (PS5-61-IJ-0001) | PS5-61-IV- 0005A | FED FROM: PS5-61-IJ-0001 (CBGS-0 33kV MV Switchgear, 1250A, IAC AFLR 25kA/3s) ¦ FED FROM: PS5-61-IJ-0001 (CBGS-0 33kV MV Switchgear, 1250A, IAC AFLR 25kA/3s) ¦ FED FROM: PS5-61-IJ-0001 (CBGS-0 33kV MV Switchgear, 1250A, IAC AFLR 25kA/3s) ¦ SUPPLIES: PS5-61-IJ-0001 (CBGS-0 33kV MV Switchgear, 1250A, IAC AFLR 25kA/3s)
PS5-25-02 - Crude Oil Export Pump A | PS5-61-IV- 0006A | FED FROM: PS5-61-IK-0001 (0.4kV Switchboard) ¦ SUPPLIES: PS5-61-IU- 3100A (33kV VSD Transformer)
PS5-61-01 - 33kV Switchboard EITS Building (PS5-61-IJ-0001) | PS5-61-IV- 0007A | FED FROM: PS5-61-IJ-0001 (CBGS-0 33kV MV Switchgear, 1250A, IAC AFLR 25kA/3s) ¦ FED FROM: PS5-61-IJ-0001 (CBGS-0 33kV MV Switchgear, 1250A, IAC AFLR 25kA/3s) ¦ FED FROM: PS5-61-IJ-0001 (CBGS-0 33kV MV Switchgear, 1250A, IAC AFLR 25kA/3s) ¦ FED FROM: PS5-61-IG-0016 (Generator Electrical Building Normal L&SP Distribution Board PS-5) ¦ SUPPLIES: PS5-61-IJ-0001 (CBGS-0 33kV MV Switchgear, 1250A, IAC AFLR 25kA/3s) ¦ SUPPLIES: PS5-61-IK-0006 (0.4kV Switchboard) ¦ SUPPLIES: PS5-61-IK-0006 (0.4kV Switchboard) ¦ SUPPLIES: PS5-61-IK-0006 (0.4kV Switchboard) ¦ SUPPLIES: PS5-61-IK-0006 (0.4kV Switchboard) ¦ SUPPLIES: PS5-61-IK-0006 (0.4kV Switchboard) ¦ SUPPLIES: PS5-61-IK-0006 (0.4kV Switchboard) ¦ SUPPLIES: PS5-61-IK-0006 (0.4kV Switchboard) ¦ SUPPLIES: PS5-61-IK-0006 (0.4kV Switchboard) ¦ SUPPLIES: PS5-61-IK-0006 (0.4kV Switchboard) ¦ SUPPLIES: PS5-61-IK-0006 (0.4kV Switchboard) ¦ SUPPLIES: PS5-61-IK-0006 (0.4kV Switchboard) ¦ SUPPLIES: PS5-61-IK-0006 (0.4kV Switchboard) ¦ SUPPLIES: PS5-61-IK-0006 (0.4kV Switchboard) ¦ SUPPLIES: PS5-61-IK-0006 (0.4kV Switchboard) ¦ SUPPLIES: PS5-61-IK-0006 (0.4kV Switchboard) ¦ SUPPLIES: PS5-61-IK-0006 (0.4kV Switchboard) ¦ SUPPLIES: PS5-61-IK-0006 (0.4kV Switchboard)
PS5-61-07 - 0.4kV Switchboard EITS Building (PS5-61-IK-0001) | PS5-61-IV-0001B | FED FROM: PS5-61-IJ-0001 (CBGS-0 33kV MV Switchgear, 1250A, IAC AFLR 25kA/3s) ¦ FED FROM: PS5-61-IJ-0001 (CBGS-0 33kV MV Switchgear, 1250A, IAC AFLR 25kA/3s) ¦ FED FROM: PS5-61-IJ-0001 (CBGS-0 33kV MV Switchgear, 1250A, IAC AFLR 25kA/3s) ¦ FED FROM: PS5-61-IG-0008 (Normal Auxiliary Distribution Panel - 3Ph 400 Inc, 1Ph 230VAC Outgoings, 160A, 50KA/1s) ¦ SUPPLIES: PS5-61-IJ-0001 (CBGS-0 33kV MV Switchgear, 1250A, IAC AFLR 25kA/3s) ¦ SUPPLIES: PS5-61-IK-0001 (0.4kV Switchboard) ¦ SUPPLIES: PS5-61-IK-0001 (0.4kV Switchboard) ¦ SUPPLIES: PS5-61-IK-0001 (0.4kV Switchboard) ¦ SUPPLIES: PS5-61-IK-0001 (0.4kV Switchboard) ¦ SUPPLIES: PS5-61-IK-0001 (0.4kV Switchboard) ¦ SUPPLIES: PS5-61-IK-0001 (0.4kV Switchboard) ¦ SUPPLIES: PS5-61-IK-0001 (0.4kV Switchboard) ¦ SUPPLIES: PS5-61-IK-0001 (0.4kV Switchboard) ¦ SUPPLIES: PS5-61-IK-0001 (0.4kV Switchboard) ¦ SUPPLIES: PS5-61-IK-0001 (0.4kV Switchboard) ¦ SUPPLIES: PS5-61-IK-0001 (0.4kV Switchboard) ¦ SUPPLIES: PS5-61-IK-0001 (0.4kV Switchboard) ¦ SUPPLIES: PS5-61-IK-0001 (0.4kV Switchboard) ¦ SUPPLIES: PS5-61-IK-0001 (0.4kV Switchboard) ¦ SUPPLIES: PS5-61-IK-0001 (0.4kV Switchboard) ¦ SUPPLIES: PS5-61-IK-0001 (0.4kV Switchboard) ¦ SUPPLIES: PS5-61-IK-0001 (0.4kV Switchboard) ¦ SUPPLIES: PS5-61-IK-0001 (0.4kV Switchboard) ¦ SUPPLIES: PS5-61-IK-0001 (0.4kV Switchboard) ¦ SUPPLIES: PS5-61-IK-0001 (0.4kV Switchboard) ¦ SUPPLIES: PS5-61-IK-0001 (0.4kV Switchboard)
PS5-61-01 - 33kV Switchboard EITS Building (PS5-61-IJ-0001) | PS5-61-IV-0002B | FED FROM: PS5-61-IJ-0001 (CBGS-0 33kV MV Switchgear, 1250A, IAC AFLR 25kA/3s) ¦ FED FROM: PS5-61-IJ-0001 (CBGS-0 33kV MV Switchgear, 1250A, IAC AFLR 25kA/3s) ¦ FED FROM: PS5-61-IJ-0001 (CBGS-0 33kV MV Switchgear, 1250A, IAC AFLR 25kA/3s) ¦ FED FROM: PS5-61-IG-0016 (Generator Electrical Building Normal L&SP Distribution Board PS-5) ¦ SUPPLIES: PS5-61-IJ-0001 (CBGS-0 33kV MV Switchgear, 1250A, IAC AFLR 25kA/3s) ¦ SUPPLIES: PS5-61-IK-0003 (0.4kV Switchboard) ¦ SUPPLIES: PS5-61-IK-0003 (0.4kV Switchboard) ¦ SUPPLIES: PS5-61-IK-0003 (0.4kV Switchboard) ¦ SUPPLIES: PS5-61-IK-0003 (0.4kV Switchboard) ¦ SUPPLIES: PS5-61-IK-0003 (0.4kV Switchboard) ¦ SUPPLIES: PS5-61-IK-0003 (0.4kV Switchboard) ¦ SUPPLIES: PS5-61-IK-0003 (0.4kV Switchboard) ¦ SUPPLIES: PS5-61-IK-0003 (0.4kV Switchboard) ¦ SUPPLIES: PS5-61-IK-0003 (0.4kV Switchboard) ¦ SUPPLIES: PS5-61-IK-0003 (0.4kV Switchboard) ¦ SUPPLIES: PS5-61-IK-0003 (0.4kV Switchboard) ¦ SUPPLIES: PS5-61-IK-0003 (0.4kV Switchboard) ¦ SUPPLIES: PS5-61-IK-0003 (0.4kV Switchboard) ¦ SUPPLIES: PS5-61-IK-0003 (0.4kV Switchboard) ¦ SUPPLIES: PS5-61-IK-0003 (0.4kV Switchboard) ¦ SUPPLIES: PS5-61-IK-0003 (0.4kV Switchboard) ¦ SUPPLIES: PS5-61-IK-0003 (0.4kV Switchboard) ¦ SUPPLIES: PS5-61-IK-0003 (0.4kV Switchboard) ¦ SUPPLIES: PS5-61-IK-0003 (0.4kV Switchboard) ¦ SUPPLIES: PS5-61-IK-0003 (0.4kV Switchboard) ¦ SUPPLIES: PS5-61-IK-0003 (0.4kV Switchboard) ¦ SUPPLIES: PS5-61-IK-0003 (0.4kV Switchboard)
PS5-61-01 - 33kV Switchboard EITS Building (PS5-61-IJ-0001) | PS5-61-IV-0005B | FED FROM: PS5-61-IJ-0001 (CBGS-0 33kV MV Switchgear, 1250A, IAC AFLR 25kA/3s) ¦ FED FROM: PS5-61-IJ-0001 (CBGS-0 33kV MV Switchgear, 1250A, IAC AFLR 25kA/3s) ¦ FED FROM: PS5-61-IJ-0001 (CBGS-0 33kV MV Switchgear, 1250A, IAC AFLR 25kA/3s) ¦ SUPPLIES: PS5-61-IJ-0001 (CBGS-0 33kV MV Switchgear, 1250A, IAC AFLR 25kA/3s)
PS5-25-03 - Crude Oil Export Pump B | PS5-61-IV-0006B | FED FROM: PS5-61-IK-0001 (0.4kV Switchboard) ¦ SUPPLIES: PS5-61-IU- 3100B (33kV VSD Transformer)
PS5-25-04 - Crude Oil Export Pump C | PS5-61-IV-0006C | FED FROM: PS5-61-IK-0001 (0.4kV Switchboard) ¦ SUPPLIES: PS5-61-IU- 3100C (33kV VSD Transformer)
PS5-61-01 - 33kV Switchboard EITS Building (PS5-61-IJ-0001) | PS5-61-IV-0007B | FED FROM: PS5-61-IJ-0001 (CBGS-0 33kV MV Switchgear, 1250A, IAC AFLR 25kA/3s) ¦ FED FROM: PS5-61-IJ-0001 (CBGS-0 33kV MV Switchgear, 1250A, IAC AFLR 25kA/3s) ¦ FED FROM: PS5-61-IJ-0001 (CBGS-0 33kV MV Switchgear, 1250A, IAC AFLR 25kA/3s) ¦ FED FROM: PS5-61-IG-0016 (Generator Electrical Building Normal L&SP Distribution Board PS-5) ¦ SUPPLIES: PS5-61-IJ-0001 (CBGS-0 33kV MV Switchgear, 1250A, IAC AFLR 25kA/3s) ¦ SUPPLIES: PS5-61-IK-0006 (0.4kV Switchboard) ¦ SUPPLIES: PS5-61-IK-0006 (0.4kV Switchboard) ¦ SUPPLIES: PS5-61-IK-0006 (0.4kV Switchboard) ¦ SUPPLIES: PS5-61-IK-0006 (0.4kV Switchboard) ¦ SUPPLIES: PS5-61-IK-0006 (0.4kV Switchboard) ¦ SUPPLIES: PS5-61-IK-0006 (0.4kV Switchboard) ¦ SUPPLIES: PS5-61-IK-0006 (0.4kV Switchboard) ¦ SUPPLIES: PS5-61-IK-0006 (0.4kV Switchboard) ¦ SUPPLIES: PS5-61-IK-0006 (0.4kV Switchboard) ¦ SUPPLIES: PS5-61-IK-0006 (0.4kV Switchboard) ¦ SUPPLIES: PS5-61-IK-0006 (0.4kV Switchboard) ¦ SUPPLIES: PS5-61-IK-0006 (0.4kV Switchboard) ¦ SUPPLIES: PS5-61-IK-0006 (0.4kV Switchboard) ¦ SUPPLIES: PS5-61-IK-0006 (0.4kV Switchboard) ¦ SUPPLIES: PS5-61-IK-0006 (0.4kV Switchboard) ¦ SUPPLIES: PS5-61-IK-0006 (0.4kV Switchboard) ¦ SUPPLIES: PS5-61-IK-0006 (0.4kV Switchboard)
PS5-61-02 - 6.6kV Switchboard and Transformer LLHT North - EITS Building (PS5-61-IJ-0010) | PS5-61-NER- 0010 | FED FROM: PS5-61-IU-0010 (LLHT Oil Transformer, EACOP North , 0.696 MVA, ONAN, Motorised, DETC, CAPT, 9 steps, 33 / 3.35-1.75 Kv) ¦ FED FROM: PS5-61-IG-0008 (Normal Auxiliary Distribution Panel - 3Ph 400 Inc, 1Ph 230VAC Outgoings, 160A, 50KA/1s) ¦ SUPPLIES: PS5-61-IJ-0010 (SM6 LLHT 7.2 kV MV Switchgear, 630A, 16kA/3s)
PS5-61-03 - 6.6kV Switchboard and Transformer LLHT South - EITS Building (PS5-61-IJ-0011) | PS5-61-NER- 0011 | FED FROM: PS5-61-IU-0011 (LLHT Oil Transformer, EACOP South, 1.248 MVA, ONAN, Motorised, DETC, CAPT, 9 steps, 33 / 6-3.2 kV) ¦ FED FROM: PS5-61-IG-0008 (Normal Auxiliary Distribution Panel - 3Ph 400 Inc, 1Ph 230VAC Outgoings, 160A, 50KA/1s) ¦ SUPPLIES: PS5-61-IJ-0011 (SM6 LLHT 7.2 kV MV Switchgear, 630A, 16kA/3s)
PS5-62-01 - Lighting Control Panel - PS5-62-IE-0001 | PS5-62-IE-0001 | FED FROM: PS5-62-IE-0002 (Lighting Control panel 2 - Pump Station 5) ¦ FED FROM: PS5-05-IG-0006 (Outdoor Emergency Lighting DB - Field - (North Side))
PS5-62-02 - Lighting Control Panel - PS5-62-IE-0002 | PS5-62-IE-0002 | FED FROM: PS5-08-15CB- 1001 (TELECOM SII SP3 SEC Cabinet) ¦ FED FROM: PS5-05-IG-0004 (Outdoor Emergency Lighting DB - Field - (South Side)) ¦ SUPPLIES: PS5-62-IE-0001 (Lighting Control panel 1 - Pump Station 5)
PS5-61-01 - 33kV Switchboard EITS Building (PS5-61-IJ-0001) | PS5-63-IV-0010 | FED FROM: PS5-61-IJ-0001 (CBGS-0 33kV MV Switchgear, 1250A, IAC AFLR 25kA/3s) ¦ FED FROM: PS5-61-IJ-0001 (CBGS-0 33kV MV Switchgear, 1250A, IAC AFLR 25kA/3s) ¦ FED FROM: PS5-61-IJ-0001 (CBGS-0 33kV MV Switchgear, 1250A, IAC AFLR 25kA/3s) ¦ FED FROM: PS5-61-IG-0008 (Normal Auxiliary Distribution Panel - 3Ph 400 Inc, 1Ph 230VAC Outgoings, 160A, 50KA/1s) ¦ SUPPLIES: PS5-61-IJ-0001 (CBGS-0 33kV MV Switchgear, 1250A, IAC AFLR 25kA/3s) ¦ SUPPLIES: PS5-63-NER- 0010 (NER for Earthing Transformer (PS5-63-IV- 0010))
PS5-61-01 - 33kV Switchboard EITS Building (PS5-61-IJ-0001) | PS5-63-IV-0011 | FED FROM: PS5-61-IJ-0001 (CBGS-0 33kV MV Switchgear, 1250A, IAC AFLR 25kA/3s) ¦ FED FROM: PS5-61-IJ-0001 (CBGS-0 33kV MV Switchgear, 1250A, IAC AFLR 25kA/3s) ¦ FED FROM: PS5-61-IJ-0001 (CBGS-0 33kV MV Switchgear, 1250A, IAC AFLR 25kA/3s) ¦ FED FROM: PS5-61-IG-0008 (Normal Auxiliary Distribution Panel - 3Ph 400 Inc, 1Ph 230VAC Outgoings, 160A, 50KA/1s) ¦ SUPPLIES: PS5-61-IJ-0001 (CBGS-0 33kV MV Switchgear, 1250A, IAC AFLR 25kA/3s) ¦ SUPPLIES: PS5-63-NER- 0011 (NER for Earthing Transformer (PS5-63-IV- 0011))
PS5-61-01 - 33kV Switchboard EITS Building (PS5-61-IJ-0001) | PS5-63-NER- 0010 | FED FROM: PS5-63-IV-0010 (Earthing Transformer , 3368A, 33 kV) ¦ FED FROM: PS5-61-IG-0008 (Normal Auxiliary Distribution Panel - 3Ph 400 Inc, 1Ph 230VAC Outgoings, 160A, 50KA/1s) ¦ SUPPLIES: PS5-61-IJ-0001 (CBGS-0 33kV MV Switchgear, 1250A, IAC AFLR 25kA/3s)
PS5-61-01 - 33kV Switchboard EITS Building (PS5-61-IJ-0001) | PS5-63-NER- 0011 | FED FROM: PS5-63-IV-0011 (Earthing Transformer , 3368A, 33 kV) ¦ FED FROM: PS5-61-IG-0008 (Normal Auxiliary Distribution Panel - 3Ph 400 Inc, 1Ph 230VAC Outgoings, 160A, 50KA/1s) ¦ SUPPLIES: PS5-61-IJ-0001 (CBGS-0 33kV MV Switchgear, 1250A, IAC AFLR 25kA/3s)
PS5-71-01 - CFO Storage Tank Feed Heater | PS5-71-IE-0001 | FED FROM: PS5-61-IK-0001 (0.4kV Switchboard) ¦ SUPPLIES: PS5-71-HE- 2400A (Crude Fuel Oil Storage Tank Feed Heater) ¦ SUPPLIES: PS5-71-HE- 2400A (Crude Fuel Oil Storage Tank Feed Heater) ¦ SUPPLIES: PS5-71-HE- 2400A (Crude Fuel Oil Storage Tank Feed Heater) ¦ SUPPLIES: PS5-71-HE- 2400A (Crude Fuel Oil Storage Tank Feed Heater)
PS5-71-01 - CFO Storage Tank Feed Heater | PS5-71-IE-0002 | FED FROM: PS5-61-IK-0001 (0.4kV Switchboard) ¦ SUPPLIES: PS5-71-HE- 2400B (Crude Fuel Oil Storage Tank Feed Heater) ¦ SUPPLIES: PS5-71-HE- 2400B (Crude Fuel Oil Storage Tank Feed Heater) ¦ SUPPLIES: PS5-71-HE- 2400B (Crude Fuel Oil Storage Tank Feed Heater) ¦ SUPPLIES: PS5-71-HE- 2400B (Crude Fuel Oil Storage Tank Feed Heater)
PS5-71-07 - Crude Fuel Separation Module (UCP) | PS5-71-IN- 0004A | FED FROM: PS5-06-IG- 0004A (AC UPS DB - Generator Electrical Bldng) ¦ FED FROM: PS5-06-IG- 0004B (AC UPS DB - Generator Electrical Bldng) ¦ FED FROM: PS5-60-IH-0002 (GENERATOR COMMON MCC - Generator Elect. Building)
PS5-71-07 - Crude Fuel Separation Module (UCP) | PS5-71-IN- 0004B | FED FROM: PS5-06-IG- 0004A (AC UPS DB - Generator Electrical Bldng) ¦ FED FROM: PS5-06-IG- 0004B (AC UPS DB - Generator Electrical Bldng) ¦ FED FROM: PS5-60-IH-0002 (GENERATOR COMMON MCC - Generator Elect. Building)
PS5-71-19 - Diesel Separator Module (UCP) | PS5-71-IN-0001 | FED FROM: PS5-06-IG- 0004A (AC UPS DB - Generator Electrical Bldng) ¦ FED FROM: PS5-06-IG- 0004B (AC UPS DB - Generator Electrical Bldng) ¦ FED FROM: PS5-60-IH-0002 (GENERATOR COMMON MCC - Generator Elect. Building)
PS5-71-09 - CFO Pre-Pressure Modules (UCP) | PS5-71-IN-0002 | FED FROM: PS5-06-IG- 0004A (AC UPS DB - Generator Electrical Bldng) ¦ FED FROM: PS5-06-IG- 0004B (AC UPS DB - Generator Electrical Bldng) ¦ FED FROM: PS5-60-IH-0002 (GENERATOR COMMON MCC - Generator Elect. Building) ¦ SUPPLIES: PS5-71-BE-0004 (CRO- prepressure module power junction box-JB3) ¦ SUPPLIES: PS5-71-BE-0004 (CRO- prepressure module power junction box-JB3) ¦ SUPPLIES: PS5-71-BE-0004 (CRO- prepressure module power junction box-JB3) ¦ SUPPLIES: PS5-71-BI-0003 (CRO- prepressure module control junction box-JB1) ¦ SUPPLIES: PS5-71-BI-0003 (CRO- prepressure module control junction box-JB1) ¦ SUPPLIES: PS5-71-BI-0003 (CRO- prepressure module control junction box-JB1) ¦ SUPPLIES: PS5-71-BI-0003 (CRO- prepressure module control junction box-JB1) ¦ SUPPLIES: PS5-71-BI-0004 (CRO- prepressure module control junction box-JB2)
PS5-71-23 - Diesel Fuel Pre Pressure Module (UCP) | PS5-71-IN-0003 | FED FROM: PS5-06-IG- 0004A (AC UPS DB - Generator Electrical Bldng) ¦ FED FROM: PS5-06-IG- 0004B (AC UPS DB - Generator Electrical Bldng) ¦ FED FROM: PS5-60-IH-0002 (GENERATOR COMMON MCC - Generator Elect. Building) ¦ SUPPLIES: PS5-71-BI-0005 (DFO- prepressure module control junction box-JB1) ¦ SUPPLIES: PS5-71-BI-0005 (DFO- prepressure module control junction box-JB1) ¦ SUPPLIES: PS5-71-BI-0005 (DFO- prepressure module control junction box-JB1) ¦ SUPPLIES: PS5-71-BI-0006 (DFO- prepressure module control junction box-JB2)
PS5-74-01 - N2 Generation Skid | PS5-74-IG-5101 | FED FROM: PS5-61-IK-0001 (0.4kV Switchboard)
| PS5-74-LB-5101 | FED FROM: PS5-06-IG- 0004A (AC UPS DB - Generator Electrical Bldng) ¦ FED FROM: PS5-06-IG- 0004B (AC UPS DB - Generator Electrical Bldng)
| PS5-75-ISO- 0001 | FED FROM: PS5-61-IK-0001 (0.4kV Switchboard)
PS5-78-01 - Lifting and handling equipment | PS5-78-JC- 9100A | FED FROM: PS5-61-IK-0006 (0.4kV Switchboard)
PS5-78-01 - Lifting and handling equipment | PS5-78-JC- 9100B | FED FROM: PS5-61-IK-0006 (0.4kV Switchboard)
PS5-78-01 - Lifting and handling equipment | PS5-78-JC- 9100C | FED FROM: PS5-61-IK-0006 (0.4kV Switchboard)
PS5-78-01 - Lifting and handling equipment | PS5-78-JC- 9100D | FED FROM: PS5-61-IK-0006 (0.4kV Switchboard)
PS5-79-01 - Electrical Heat Tracing Transformer/Distribution Board 1 (PS5-79-IG-0001) | PS5-79-IV-0001 | FED FROM: PS5-61-IK-0001 (0.4kV Switchboard)
PS5-79-02 - Electrical Heat Tracing Transformer/Distribution Board 2 (PS5-79-IG-0002) | PS5-79-IV-0002 | FED FROM: PS5-61-IK-0001 (0.4kV Switchboard)
PS5-79-03 - Electrical Heat Tracing Transformer/Distribution Board 3 (PS5-79-IG-0003) | PS5-79-IV-0003 | FED FROM: PS5-61-IK-0001 (0.4kV Switchboard)
PS5-79-04 - Electrical Heat Tracing Transformer/Distribution Board 4 (PS5-79-IG-0004) | PS5-79-IV-0004 | FED FROM: PS5-61-IK-0001 (0.4kV Switchboard)
PS5-79-05 - Electrical Heat Tracing Transformer/Distribution Board 5 (PS5-79-IG-0005) | PS5-79-IV-0005 | FED FROM: PS5-61-IK-0001 (0.4kV Switchboard)
PS5-79-06 - Electrical Heat Tracing Transformer/Distribution Board 6 (PS5-79-IG-0006) | PS5-79-IV-0006 | FED FROM: PS5-61-IK-0001 (0.4kV Switchboard)
PS5-79-07 - Electrical Heat Tracing Transformer/Distribution Board 7 (PS5-79-IG-0007) | PS5-79-IV-0007 | FED FROM: PS5-61-IK-0001 (0.4kV Switchboard)
PS5-79-08 - Electrical Heat Tracing Transformer/Distribution Board 8 (PS5-79-IG-0008) | PS5-79-IV-0008 | FED FROM: PS5-61-IK-0001 (0.4kV Switchboard)
PS5-79-09 - Electrical Heat Tracing Transformer/Distribution Board 9 (PS5-79-IG-0009) | PS5-79-IV-0009 | FED FROM: PS5-61-IK-0001 (0.4kV Switchboard)
PS5-79-10 - Electrical Heat Tracing Transformer/Distribution Board 10 (PS5-79-IG-0010) | PS5-79-IV-0010 | FED FROM: PS5-61-IK-0001 (0.4kV Switchboard)
PS5-79-11 - Electrical Heat Tracing Transformer/Distribution Board 11 (PS5-79-IG-0011) | PS5-79-IV-0011 | FED FROM: PS5-61-IK-0001 (0.4kV Switchboard)
PS5-79-12 - Electrical Heat Tracing Transformer/Distribution Board 12 (PS5-79-IG-0012) | PS5-79-IV-0012 | FED FROM: PS5-61-IK-0001 (0.4kV Switchboard)
PS5-61-08 - Electrical Control System | PS5-82-IN-0001 | FED FROM: PS5-61-IK-0001 (0.4kV Switchboard) ¦ SUPPLIES: PS5-61-IE-0003 (ECS 3 Panelboard)
PS5-53-01 - Utility Water / Storage Tank | PS5-87-IRF-0001 | FED FROM: PS5-61-IG-0007 (Outdoor Normal Lighting DB - Field - (North Side))
PS5-71-04 - CFO Storage Tank | PS5-87-IRF-0002 | FED FROM: PS5-61-IG-0006 (Outdoor Normal L&SP DB - Field (South Side))
PS5-71-12 - CFO Service Tank | PS5-87-IRF-0003 | FED FROM: PS5-61-IG-0006 (Outdoor Normal L&SP DB - Field (South Side))
PS5-71-15 - Diesel Fuel Storage Tank | PS5-87-IRF-0004 | FED FROM: PS5-61-IG-0007 (Outdoor Normal Lighting DB - Field - (North Side))